## Storage Summary
Docket No. RP08-___
Exhibit No. ____(SSC-4.5)
Statement P
Page 1 of 73
Southern Star Central Gas Pipeline, Inc.
Storage Final Abandonment Estimate
Storage Summary
Estimated
Cost
| Storage Field | State | County |  |  | (Jan 2008$)
1 | Alden | Kansas | Rice |  |  | 2344312.1619
2 | Colony | Kansas | Anderson |  |  | 6460860.3929
3 | Elk City | Kansas | Elk/Montgomery |  |  | 7700878.9331
4 | McLouth | Kansas | Jefferson/Levenworth |  |  | 12616199.4286
5 | Piqua | Kansas | Woodson/Allen |  |  | 1556851.3958
6 | Webb | Oklahoma | Grant |  |  | 6124569.4767
7 | North Welda | Kansas | Anderson |  |  | 6100267.4121
8 | South Welda | Kansas | Anderson |  |  | 4885406.336
|  |  |  | Grand Total: |  | 47789345.537

## Summary Alden
Docket No. RP08-___
Exhibit No. ____(SSC-4.5)
Statement P
Page 2 of 73
Southern Star Central Gas Pipeline, Inc.
Storage Final Abandonment Estimate
Summary - Alden Storage Field
Estimated
Cost
I. | Storage Field Retirement | [5 empty] | (Jan 2008$)
| A. | Clean and purge |  |  |  |  | 33625
| B. | Plug and abandon wells |  |  |  |  | 847217.5781
| C. | Restore well sites |  |  |  |  | 500273
| D. | Uncased highway/railroad crossings
|  | 1 | Uncased highway crossings |  |  |  | 0
|  | 2 | Uncased railroad crossings |  |  |  | 0
| E. | Cased highway/railroad crossings
|  | 1 | Cased highway crossings |  |  |  | 0
|  | 2 | Cased railroad crossings |  |  |  | 0
| F. | Small stream crossings |  |  |  |  | 0
| G. | River crossings |  |  |  |  | 0
| H. | Mainline valve sites |  |  |  |  | 0
| I. | Pipeline drips |  |  |  |  | 0
| J. | Cathodic protection facilities
|  | 1 | Test sites |  |  |  | 15444
|  | 2 | Rectifiers |  |  |  | 0
| K. | Pipeline markers |  |  |  |  | 11480
| L. | Medium M&R stations |  |  |  |  | 245334
| M. | Compressor stations
|  | 1 | Large |  |  |  | 0
|  | 2 | Very small |  |  |  | 553670.5838
[6 empty] | Total I. | 2207044.1619
II. | Salvage
| A. | Equipment |  |  |  |  | -45096.2628
| B. | Scrap steel |  |  |  |  | -38340
[6 empty] | Total II. | -83436
III. | Contingency |  |  | (10% of I above) |  |  | 220704.4162
[6 empty] | Total III. | 220704
[5 empty] | Grand Total: |  | 2344312.1619

## Summary Colony
Docket No. RP08-___
Exhibit No. ____(SSC-4.5)
Statement P
Page 3 of 73
Southern Star Central Gas Pipeline, Inc.
Storage Final Abandonment Estimate
Summary - Colony Storage Field
Estimated
Cost
I. | Storage Field Retirement | [5 empty] | (Jan 2008$)
| A. | Clean and purge |  |  |  |  | 20125
| B. | Plug and abandon wells |  |  |  |  | 825868.3929
| C. | Restore well sites |  |  |  |  | 1848835
| D. | Uncased highway/railroad crossings
|  | 1 | Uncased highway crossings |  |  |  | 466230
|  | 2 | Uncased railroad crossings |  |  |  | 93246
| E. | Cased highway/railroad crossings
|  | 1 | Cased highway crossings |  |  |  | 0
|  | 2 | Cased railroad crossings |  |  |  | 0
| F. | Small stream crossings |  |  |  |  | 46122
| G. | River crossings |  |  |  |  | 0
| H. | Mainline valve sites |  |  |  |  | 24745
| I. | Pipeline drips |  |  |  |  | 2276540
| J. | Cathodic protection facilities
|  | 1 | Remove test sites |  |  |  | 47124
|  | 2 | Remove rectifiers |  |  |  | 11330
| K. | Pipeline markers |  |  |  |  | 6860
| L. | Medium M&R stations |  |  |  |  | 245334
| M. | Compressor stations
|  | 1 | Large |  |  |  | 0
|  | 2 | Very small |  |  |  | 0
[6 empty] | Total I. | 5912359.3929
II. | Salvage
| A. | Equipment |  |  |  |  | 0
| B. | Scrap steel |  |  |  |  | -42735.24
[6 empty] | Total II. | -42735
III. | Contingency |  |  | (10% of I above) |  |  | 591235.9393
[6 empty] | Total III. | 591236
[5 empty] | Grand Total: |  | 6460860.3929

## Summary Elk City
Docket No. RP08-___
Exhibit No. ____(SSC-4.5)
Statement P
Page 4 of 73
Southern Star Central Gas Pipeline, Inc.
Storage Final Abandonment Estimate
Summary - Elk City Storage Field
Estimated
Cost
I. | Storage Field Retirement | [5 empty] | (Jan 2008$)
| A. | Clean and purge |  |  |  |  | 35500
| B. | Plug and abandon wells |  |  |  |  | 1419512.9331
| C. | Restore well sites |  |  |  |  | 1457317
| D. | Uncased highway/railroad crossings
|  | 1 | Uncased highway crossings |  |  |  | 466230
|  | 2 | Uncased railroad crossings |  |  |  | 233115
| E. | Cased highway/railroad crossings
|  | 1 | Cased highway crossings |  |  |  | 707620
|  | 2 | Cased railroad crossings |  |  |  | 283048
| F. | Small stream crossings |  |  |  |  | 184488
| G. | River crossings |  |  |  |  | 322572
| H. | Mainline valve sites |  |  |  |  | 24745
| I. | Pipeline drips |  |  |  |  | 1608425
| J. | Cathodic protection facilities
|  | 1 | Remove test sites |  |  |  | 32076
|  | 2 | Remove rectifiers |  |  |  | 18128
| K. | Pipeline markers |  |  |  |  | 12110
| L. | Medium M&R stations |  |  |  |  | 245334
| M. | Compressor stations
|  | 1 | Large |  |  |  | 0
|  | 2 | Very small |  |  |  | 0
[6 empty] | Total I. | 7050220.9331
II. | Salvage
| A. | Equipment |  |  |  |  | 0
| B. | Scrap steel |  |  |  |  | -54364.248
[6 empty] | Total II. | -54364
III. | Contingency |  |  | (10% of I above) |  |  | 705022.0933
[6 empty] | Total III. | 705022
[5 empty] | Grand Total: |  | 7700878.9331

## Summary McLouth
Docket No. RP08-___
Exhibit No. ____(SSC-4.5)
Statement P
Page 5 of 73
Southern Star Central Gas Pipeline, Inc.
Storage Final Abandonment Estimate
Summary - McLouth Storage Field
Estimated
Cost
I. | Storage Field Retirement | [5 empty] | (Jan 2008$)
| A. | Clean and purge |  |  |  |  | 71125
| B. | Plug and abandon wells |  |  |  |  | 2401101.4286
| C. | Restore well sites |  |  |  |  | 2697124
| D. | Uncased highway/railroad crossings
|  | 1 | Uncased highway crossings |  |  |  | 559476
|  | 2 | Uncased railroad crossings |  |  |  | 93246
| E. | Cased highway/railroad crossings
|  | 1 | Cased highway crossings |  |  |  | 141524
|  | 2 | Cased railroad crossings |  |  |  | 0
| F. | Small stream crossings |  |  |  |  | 968562
| G. | River crossings |  |  |  |  | 0
| H. | Mainline valve sites |  |  |  |  | 123725
| I. | Pipeline drips |  |  |  |  | 4107670
| J. | Cathodic protection facilities
|  | 1 | Remove test sites |  |  |  | 88308
|  | 2 | Remove rectifiers |  |  |  | 15862
| K. | Pipeline markers |  |  |  |  | 24220
| L. | Medium M&R stations |  |  |  |  | 245334
| M. | Compressor stations
|  | 1 | Large |  |  |  | 0
|  | 2 | Very small |  |  |  | 0
[6 empty] | Total I. | 11537277.4286
II. | Salvage
| A. | Equipment |  |  |  |  | 0
| B. | Scrap steel |  |  |  |  | -74806.344
[6 empty] | Total II. | -74806
III. | Contingency |  |  | (10% of I above) |  |  | 1153727.7429
[6 empty] | Total III. | 1153728
[5 empty] | Grand Total: |  | 12616199.4286

## Summary Piqua
Docket No. RP08-___
Exhibit No. ____(SSC-4.5)
Statement P
Page 6 of 73
Southern Star Central Gas Pipeline, Inc.
Storage Final Abandonment Estimate
Summary - Piqua Storage Field
Estimated
Cost
I. | Storage Field Retirement | [5 empty] | (Jan 2008$)
| A. | Clean and purge |  |  |  |  | 7500
| B. | Plug and abandon wells |  |  |  |  | 242278.3958
| C. | Restore well sites |  |  |  |  | 587277
| D. | Uncased highway/railroad crossings
|  | 1 | Uncased highway crossings |  |  |  | 46623
|  | 2 | Uncased railroad crossings |  |  |  | 0
| E. | Cased highway/railroad crossings
|  | 1 | Cased highway crossings |  |  |  | 0
|  | 2 | Cased railroad crossings |  |  |  | 0
| F. | Small stream crossings |  |  |  |  | 0
| G. | River crossings |  |  |  |  | 0
| H. | Mainline valve sites |  |  |  |  | 0
| I. | Pipeline drips |  |  |  |  | 272195
| J. | Cathodic protection facilities
|  | 1 | Remove test sites |  |  |  | 19404
|  | 2 | Remove rectifiers |  |  |  | 2266
| K. | Pipeline markers |  |  |  |  | 2590
| L. | Medium M&R stations |  |  |  |  | 245334
| M. | Compressor stations
|  | 1 | Large |  |  |  | 0
|  | 2 | Very small |  |  |  | 0
[6 empty] | Total I. | 1425467.3958
II. | Salvage
| A. | Equipment |  |  |  |  | 0
| B. | Scrap steel |  |  |  |  | -11163.456
[6 empty] | Total II. | -11163
III. | Contingency |  |  | (10% of I above) |  |  | 142546.7396
[6 empty] | Total III. | 142547
[5 empty] | Grand Total: |  | 1556851.3958

## Summary Webb
Docket No. RP08-___
Exhibit No. ____(SSC-4.5)
Statement P
Page 7 of 73
Southern Star Central Gas Pipeline, Inc.
Storage Final Abandonment Estimate
Summary - Webb Storage Field
Estimated
Cost
I. | Storage Field Retirement | [5 empty] | (Jan 2008$)
| A. | Clean and purge |  |  |  |  | 24125
| B. | Plug and abandon wells |  |  |  |  | 2472725.8929
| C. | Restore well sites |  |  |  |  | 1413815
| D. | Uncased highway/railroad crossings
|  | 1 | Uncased highway crossings |  |  |  | 419607
|  | 2 | Uncased railroad crossings |  |  |  | 0
| E. | Cased highway/railroad crossings
|  | 1 | Cased highway crossings |  |  |  | 141524
|  | 2 | Cased railroad crossings |  |  |  | 0
| F. | Small stream crossings |  |  |  |  | 0
| G. | River crossings |  |  |  |  | 0
| H. | Mainline valve sites |  |  |  |  | 222705
| I. | Pipeline drips |  |  |  |  | 98980
| J. | Cathodic protection facilities
|  | 1 | Remove test sites |  |  |  | 36036
|  | 2 | Remove rectifiers |  |  |  | 20394
| K. | Pipeline markers |  |  |  |  | 8190
| L. | Medium M&R stations |  |  |  |  | 245334
| M. | Compressor stations
|  | 1 | Large |  |  |  | 0
|  | 2 | Very small |  |  |  | 553670.5838
[6 empty] | Total I. | 5657106.4767
II. | Salvage
| A. | Equipment |  |  |  |  | -45096.2628
| B. | Scrap steel |  |  |  |  | -53152.2
[6 empty] | Total II. | -98248
III. | Contingency |  |  | (10% of I above) |  |  | 565710.6477
[6 empty] | Total III. | 565711
[5 empty] | Grand Total: |  | 6124569.4767

## Summary North Welda
Docket No. RP08-___
Exhibit No. ____(SSC-4.5)
Statement P
Page 8 of 73
Southern Star Central Gas Pipeline, Inc.
Storage Final Abandonment Estimate
Summary - North Welda Storage Field
Estimated
Cost
I. | Storage Field Retirement | [5 empty] | (Jan 2008$)
| A. | Clean and purge |  |  |  |  | 15750
| B. | Plug and abandon wells |  |  |  |  | 725150.7254
| C. | Restore well sites |  |  |  |  | 1674827
| D. | Uncased highway/railroad crossings
|  | 1 | Uncased highway crossings |  |  |  | 93246
|  | 2 | Uncased railroad crossings |  |  |  | 93246
| E. | Cased highway/railroad crossings
|  | 1 | Cased highway crossings |  |  |  | 0
|  | 2 | Cased railroad crossings |  |  |  | 70762
| F. | Small stream crossings |  |  |  |  | 0
| G. | River crossings |  |  |  |  | 0
| H. | Mainline valve sites |  |  |  |  | 74235
| I. | Pipeline drips |  |  |  |  | 98980
| J. | Cathodic protection facilities
|  | 1 | Remove test sites |  |  |  | 36036
|  | 2 | Remove rectifiers |  |  |  | 4532
| K. | Pipeline markers |  |  |  |  | 5390
| L. | Medium M&R stations |  |  |  |  | 245334
| M. | Compressor stations
|  | 1 | Large |  |  |  | 3046722.6866
|  | 2 | Very small |  |  |  | 0
[6 empty] | Total I. | 6184211.4121
II. | Salvage
| A. | Equipment |  |  |  |  | -504811.3123
| B. | Scrap steel |  |  |  |  | -197554.032
[6 empty] | Total II. | -702365
III. | Contingency |  |  | (10% of I above) |  |  | 618421.1412
[6 empty] | Total III. | 618421
[5 empty] | Grand Total: |  | 6100267.4121

## Summary South Welda
Docket No. RP08-___
Exhibit No. ____(SSC-4.5)
Statement P
Page 9 of 73
Southern Star Central Gas Pipeline, Inc.
Storage Final Abandonment Estimate
Summary - South Welda Storage Field
Estimated
Cost
I. | Storage Field Retirement | [5 empty] | (Jan 2008$)
| A. | Clean and purge |  |  |  |  | 29875
| B. | Plug and abandon wells |  |  |  |  | 1041746.7522
| C. | Restore well sites |  |  |  |  | 2240353
| D. | Uncased highway/railroad crossings
|  | 1 | Uncased highway crossings |  |  |  | 93246
|  | 2 | Uncased railroad crossings |  |  |  | 46623
| E. | Cased highway/railroad crossings
|  | 1 | Cased highway crossings |  |  |  | 0
|  | 2 | Cased railroad crossings |  |  |  | 0
| F. | Small stream crossings |  |  |  |  | 0
| G. | River crossings |  |  |  |  | 0
| H. | Mainline valve sites |  |  |  |  | 74235
| I. | Pipeline drips |  |  |  |  | 123725
| J. | Cathodic protection facilities
|  | 1 | Remove test sites |  |  |  | 59796
|  | 2 | Remove rectifiers |  |  |  | 13596
| K. | Pipeline markers |  |  |  |  | 10150
| L. | Medium M&R stations |  |  |  |  | 245334
| M. | Compressor stations
|  | 1 | Large |  |  |  | 0
|  | 2 | Very small |  |  |  | 553670.5838
[6 empty] | Total I. | 4532350.336
II. | Salvage
| A. | Equipment |  |  |  |  | -45096.2628
| B. | Scrap steel |  |  |  |  | -55082.304
[6 empty] | Total II. | -100179
III. | Contingency |  |  | (10% of I above) |  |  | 453235.0336
[6 empty] | Total III. | 453235
[5 empty] | Grand Total: |  | 4885406.336

## Clean and Purge
Docket No. RP08-___
Exhibit No. ____(SSC-4.5)
Statement P
Page 10 of 73
Southern Star Central Gas Pipeline, Inc.
Storage Final Abandonment Estimate
I. Storage Field Retirement
A. Clean and purge storage lines
Description of Work:
Prior to its last delivery, pipeline company conducts a series of pigging operations to ensure that its storage
lines are clean and free of liquids. After the last delivery to its customers, pipeline company operating staff
isolates the storage lines from gas supply inputs and delivery points. Abandonment pressure is estimated to
be 200 psig. Line pack is evacuated by flaring or venting. At this point storage lines are filled with natural gas
at atmospheric pressure. Pipeline company staff evacuates storage lines using pipeline evacuation equipment
At this point storage lines are filled with air at atmospheric pressure. Storage lines are ready for demolition work.
1 |  | Estimated cost to clean and purge 100-mile pipeline of hydrocarbons:
[5 empty] | Unit | No. | Days | Rate | Total
| a. |  | Pigging operation prior to final shutdown |  | each | 2 |  | 10000 | 20000
| b. |  | Isolate pipeline from input and delivery points |  | person | 3 | 5 | 1000 | 15000
| c. |  | Blowdown system at M/L valves (10 sites) |  | person | 3 | 10 | 1000 | 30000
| d. |  | Pipeline evacuation (10 sites) |  | person | 3 | 20 | 1000 | 60000
125000
[7 empty] | Estimated cost per mile: |  | 1250
2 |  | Estimated cost to clean and purge storage lines:
Summary
|  |  |  | Storage |  | Cost Per
|  |  |  | Field | Miles | Mile | Total
|  |  |  | Alden | 26.9 | 1250 | 33625
|  |  |  | Colony | 16.1 | 1250 | 20125
|  |  |  | Elk City | 28.4 | 1250 | 35500
|  |  |  | McLouth | 56.9 | 1250 | 71125
|  |  |  | Piqua | 6 | 1250 | 7500
|  |  |  | Webb | 19.3 | 1250 | 24125
|  |  |  | North Welda | 12.6 | 1250 | 15750
|  |  |  | South Welda | 23.9 | 1250 | 29875
[5 empty] | 190.1 |  | 237625

## Plug and Abandon Wells
Docket No. RP08-___
Exhibit No. ____(SSC-4.5)
Statement P
Page 11 of 73
Southern Star Central Gas Pipeline, Inc.
Storage Final Abandonment Estimate
I. Storage Field Retirement
B. Plug and abandon storage wells
Description of Work
Estimates below reflect work required to P&A injection/withdrawal, observation, and disposal wells and
remove well head equipment. Estimates also include environmental inspection, pipeline company inspection,
and pipeline company management and overhead costs. Environmental contractor monitors work and checks
for presence of hazardous materials. Work involves inspection, sampling, evaluation, and report writing.
1. Alden storage field
A. Plug and abandon wells |  |  | Avg Depth | Diameter | Diameter | Unit | Total
|  | No. | (ft) | (in) | Factor | Cost | Cost
|  | 2 | 3538 | 2.375 | 0.11511 | 4029.0179 | 8058.0357
|  | 8 | 3366 | 5.5 | 0.61735 | 21607.1429 | 172857.1429
|  | 13 | 3408 | 7 | 1 | 35000 | 455000
|  | 23 |  |  |  |  | 635915.1786
B. Environmental contractor costs (5% of storage contractor costs)
31795.7589
|  |  |  | Total environmental contractor cost: |  |  | 31795.7589
C. Pipeline company inspection costs |  |  |  |  | No. of | Days Per | Total No.
[5 empty] | Wells | Well | of Days
1. Number of inspector days |  |  |  |  | 23 | 3 | 69
2. Company cost per day | [6 empty] | 1000
|  |  |  | Total company inspection cost: |  |  | 69000
D. Pipeline company management and overhead costs (15% of A + B + C)
110506.6406
|  |  |  | Total management and overhead cost: |  |  | 110506.6406
| Total estimated cost to plug and abandon Alden wells (A + B + C + D): | [5 empty] | 847217.5781
2. Colony storage field
A. Plug and abandon wells |  |  | Avg Depth | Diameter | Diameter | Unit | Total
|  | No. | (ft) | (in) | Factor | Cost | Cost
|  | 1 | 991 | 2.5 | 0.12755 | 765.3061 | 765.3061
|  | 7 | 943 | 4.5 | 0.41327 | 2479.5918 | 17357.1429
|  | 17 | 957 | 5.5 | 0.61735 | 3704.0816 | 62969.3878
|  | 60 | 950 | 7 | 1 | 6000 | 360000
|  | 85 |  |  |  | Subtotal: | 441091.8367
B. Environmental contractor costs (5% of storage contractor costs)
22054.5918
|  |  |  | Total environmental contractor costs: |  |  | 22054.5918
Docket No. RP08-___
Exhibit No. ____(SSC-4.5)
Statement P
Page 12 of 73
Southern Star Central Gas Pipeline, Inc.
Storage Final Abandonment Estimate
I. B. Plug and abandon storage wells (continued)
2. Colony storage field (continued)
C. Pipeline company inspection costs |  |  |  |  | No. of | Days Per | Total No.
[5 empty] | Wells | Well | of Days
1. Number of inspector days |  |  |  |  | 85 | 3 | 255
2. Company cost per day | [6 empty] | 1000
|  |  |  | Total company inspection cost: |  |  | 255000
D. Pipeline company management and overhead costs (15% of A + B + C)
107721.9643
|  |  |  | Total management and overhead cost: |  |  | 107721.9643
| Total estimated cost to plug and abandon Colony wells (A + B + C + D): | [5 empty] | 825868.3929
3. Elk City storage field
A. Plug and abandon wells |  |  | Avg Depth | Diameter | Diameter | Unit | Total
|  | No. | (ft) | (in) | Factor | Cost | Cost
|  | 10 | 1581 | 4.5 | 0.46137 | 7381.9865 | 73819.8647
|  | 1 | 1346 | 6.625 | 0.89573 | 14331.6327 | 14331.6327
|  | 56 | 1375 | 7 | 1 | 16000 | 896000
|  | 67 |  |  |  | Subtotal: | 984151.4974
B. Environmental contractor costs (5% of storage contractor costs)
49207.5749
|  |  |  | Total environmental contractor costs: |  |  | 49207.5749
C. Pipeline company inspection costs |  |  |  |  | No. of | Days Per | Total No.
[5 empty] | Wells | Well | of Days
1. Number of inspector days |  |  |  |  | 67 | 3 | 201
2. Company cost per day | [6 empty] | 1000
|  |  |  | Total company inspection cost: |  |  | 201000
D. Pipeline company management and overhead costs (15% of A + B + C)
185153.8608
|  |  |  | Total management and overhead cost: |  |  | 185153.8608
| Total estimated cost to plug and abandon Elk City wells (A + B + C + D): | [5 empty] | 1419512.9331
4. McLouth storage field
A. Plug and abandon wells |  |  | Avg Depth | Diameter | Diameter | Unit | Total
|  | No. | (ft) | (in) | Factor | Cost | Cost
|  | 34 | 1443 | 4.5 | 0.41327 | 6612.2449 | 224816.3265
|  | 5 | 1386 | 5.5 | 0.61735 | 9877.551 | 49387.7551
|  | 85 | 1449 | 7 | 1 | 16000 | 1360000
|  | 124 |  |  |  | Subtotal: | 1634204.0816
Docket No. RP08-___
Exhibit No. ____(SSC-4.5)
Statement P
Page 13 of 73
Southern Star Central Gas Pipeline, Inc.
Storage Final Abandonment Estimate
I. B. Plug and abandon storage wells (continued)
4. McLouth storage field (continued)
B. Environmental contractor costs (5% of storage contractor costs)
81710.2041
|  |  |  | Total environmental contractor costs: |  |  | 81710.2041
C. Pipeline company inspection costs |  |  |  |  | No. of | Days Per | Total No.
[5 empty] | Wells | Well | of Days
1. Number of inspector days |  |  |  |  | 124 | 3 | 372
2. Company cost per day | [6 empty] | 1000
|  |  |  | Total company inspection cost: |  |  | 372000
D. Pipeline company management and overhead costs (15% of A + B + C)
313187.1429
|  |  |  | Total management and overhead cost: |  |  | 313187.1429
| Total estimated cost to plug and abandon McLouth wells (A + B + C + D): | [5 empty] | 2401101.4286
5. Piqua storage field
A. Plug and abandon wells |  |  | Avg Depth | Diameter | Diameter | Unit | Total
|  | No. | (ft) | (in) | Factor | Cost | Cost
|  | 2 | 970 | 2.875 | 0.16869 | 1012.1173 | 2024.2347
|  | 9 | 915 | 5.187 | 0.54908 | 3294.486 | 29650.374
|  | 1 | 884 | 5.5 | 0.61735 | 3704.0816 | 3704.0816
|  | 3 | 917 | 6.625 | 0.89573 | 5374.3622 | 16123.0867
|  | 12 | 918 | 7 | 1 | 6000 | 72000
|  | 27 |  |  |  | Subtotal: | 123501.7771
B. Environmental contractor costs (5% of storage contractor costs)
6175.0889
|  |  |  | Total environmental contractor costs: |  |  | 6175.0889
C. Pipeline company inspection costs |  |  |  |  | No. of | Days Per | Total No.
[5 empty] | Wells | Well | of Days
1. Number of inspector days |  |  |  |  | 27 | 3 | 81
2. Company cost per day | [6 empty] | 1000
|  |  |  | Total company inspection cost: |  |  | 81000
D. Pipeline company management and overhead costs (15% of A + B + C)
31601.5299
|  |  |  | Total management and overhead cost: |  |  | 31601.5299
| Total estimated cost to plug and abandon Piqua wells (A + B + C + D): | [5 empty] | 242278.3958
Docket No. RP08-___
Exhibit No. ____(SSC-4.5)
Statement P
Page 14 of 73
Southern Star Central Gas Pipeline, Inc.
Storage Final Abandonment Estimate
I. B. Plug and abandon storage wells (continued)
6. Webb storage field
A. Plug and abandon wells |  |  | Avg Depth | Diameter | Diameter | Unit | Total
|  | No. | (ft) | (in) | Factor | Cost | Cost
|  | 1 | 3202 | 1.25 | 0.11511 | 4604.5918 | 4604.5918
|  | 10 | 4352 | 2.375 | 0.11511 | 4604.5918 | 46045.9184
|  | 1 | 3312 | 2.875 | 0.16869 | 6747.449 | 6747.449
|  | 2 | 4481 | 3 | 0.18367 | 7346.9388 | 14693.8776
|  | 10 | 4093 | 4.5 | 0.41327 | 16530.6122 | 165306.1224
|  | 1 | 4441 | 5.5 | 0.61735 | 24693.8776 | 24693.8776
|  | 40 | 4177 | 7 | 1 | 40000 | 1600000
|  | 65 |  |  |  | Subtotal: | 1862091.8367
B. Environmental contractor costs (5% of storage contractor costs)
93104.5918
|  |  |  | Total environmental contractor costs: |  |  | 93104.5918
C. Pipeline company inspection costs |  |  |  |  | No. of | Days Per | Total No.
[5 empty] | Wells | Well | of Days
1. Number of inspector days |  |  |  |  | 65 | 3 | 195
2. Company cost per day | [6 empty] | 1000
|  |  |  | Total company inspection cost: |  |  | 195000
D. Pipeline company management and overhead costs (15% of A + B + C)
322529.4643
|  |  |  | Total management and overhead cost: |  |  | 322529.4643
| Total estimated cost to plug and abandon Webb wells (A + B + C + D): | [5 empty] | 2472725.8929
7. North Welda storage field
A. Plug and abandon wells |  |  | Avg Depth | Diameter | Diameter | Unit | Total
|  | No. | (ft) | (in) | Factor | Cost | Cost
|  | 19 | 945 | 4.5 | 0.41327 | 2479.5918 | 47112.2449
|  | 5 | 1247 | 5.5 | 0.61735 | 3704.0816 | 18520.4082
|  | 1 | 934 | 6.25 | 0.79719 | 4783.1633 | 4783.1633
|  | 3 | 939 | 6.625 | 0.89573 | 5374.3622 | 16123.0867
|  | 49 | 927 | 7 | 1 | 6000 | 294000
|  | 77 |  |  |  | Subtotal: | 380538.9031
B. Environmental contractor costs (5% of storage contractor costs)
19026.9452
|  |  |  | Total environmental contractor costs: |  |  | 19026.9452
Docket No. RP08-___
Exhibit No. ____(SSC-4.5)
Statement P
Page 15 of 73
Southern Star Central Gas Pipeline, Inc.
Storage Final Abandonment Estimate
I. B. Plug and abandon storage wells (continued)
7. North Welda storage field (continued)
C. Pipeline company inspection costs |  |  |  |  | No. of | Days Per | Total No.
[5 empty] | Wells | Well | of Days
1. Number of inspector days |  |  |  |  | 77 | 3 | 231
2. Company cost per day | [6 empty] | 1000
|  |  |  | Total company inspection cost: |  |  | 231000
D. Pipeline company management and overhead costs (15% of A + B + C)
94584.8772
|  |  |  | Total management and overhead cost: |  |  | 94584.8772
| Total estimated cost to plug and abandon N. Welda wells (A + B + C + D): | [5 empty] | 725150.7254
8. South Welda storage field
A. Plug and abandon wells |  |  | Avg Depth | Diameter | Diameter | Unit | Total
|  | No. | (ft) | (in) | Factor | Cost | Cost
|  | 1 | 963 | 2.875 | 0.16869 | 1012.1173 | 1012.1173
|  | 11 | 969 | 4.5 | 0.41327 | 2479.5918 | 27275.5102
|  | 2 | 953 | 5.5 | 0.61735 | 3704.0816 | 7408.1633
|  | 2 | 945 | 6.625 | 0.89573 | 5374.3622 | 10748.7245
|  | 87 | 957 | 7 | 1 | 6000 | 522000
|  | 103 |  |  |  | Subtotal: | 568444.5153
B. Environmental contractor costs (5% of storage contractor costs)
writing. | [6 empty] | 28422.2258
|  |  |  | Total environmental contractor costs: |  |  | 28422.2258
C. Pipeline company inspection costs |  |  |  |  | No. of | Days Per | Total No.
[5 empty] | Wells | Well | of Days
1. Number of inspector days |  |  |  |  | 103 | 3 | 309
2. Company cost per day | [6 empty] | 1000
|  |  |  | Total company inspection cost: |  |  | 309000
D. Pipeline company management and overhead costs (15% of A + B + C)
135880.0112
|  |  |  | Total management and overhead cost: |  |  | 135880.0112
| Total estimated cost to plug and abandon S. Welda wells (A + B + C + D): | [5 empty] | 1041746.7522

## Restore Well Sites
Docket No. RP08-___
Exhibit No. ____(SSC-4.5)
Statement P
Page 16 of 73
Southern Star Central Gas Pipeline, Inc.
Storage Final Abandonment Estimate
I. Storage Field Retirement
C. Restore well sites
Description of Work:
Detailed cost estimate below reflects work required to restore a well site and access road. Work includes
removal of ROW fence, excavation of crushed stone (approximately 200' x 20' x 1/2') and restoration of area.
Estimate also includes environmental inspection, pipeline company inspection, and pipeline company
management and overhead costs.
1. Remove ROW fence and access work site (1/2 day)
Equipment |  |  |  | No. | Hours | Rate | Total
bobcat |  |  |  | 1 | 5 | 12.1209 | 60.6044
flatbed truck |  |  |  | 1 | 5 | 22.5552 | 112.776
3/4 ton pick-up with trailer |  |  |  | 1 | 5 | 21.0312 | 105.156
1/2 ton pickup with 4wd |  |  |  | 1 | 5 | 9.1135 | 45.5676
small tools, 2% of labor | [6 empty] | 46.4139
[6 empty] | Subtotal: | 370.5179
Labor |  |  |  | No. | Hours | Rate | Total
operator |  |  |  | 1 | 5 | 58.3827 | 291.9133
teamster |  |  |  | 1 | 5 | 53.9872 | 269.936
pipefitter/welder |  |  |  | 1 | 5 | 71.3693 | 356.8464
helper |  |  |  | 1 | 5 | 49.9585 | 249.7924
laborer |  |  |  | 2 | 5 | 49.3919 | 493.9193
foreman |  |  |  | 1 | 5 | 68.6578 | 343.2889
per diem | 0.5 | day | crew size: | 7 |  | 90 | 315
[6 empty] | Subtotal: | 2320.6963
Material | [6 empty] | Total
allow 2% of labor | [6 empty] | 46.4139
[6 empty] | Subtotal: | 46.4139
|  |  |  | Total Direct Costs (1) = |  |  | 2737.6281
2. Remove gravel and miscellaneous debris (1 day)
Equipment |  |  |  | No. | Hours | Rate | Total
bobcat |  |  |  | 1 | 10 | 12.1209 | 121.2088
dump truck 14 cy |  |  |  | 1 | 10 | 23.3985 | 233.9848
1/2 ton pickup with 4wd |  |  |  | 1 | 10 | 9.1135 | 91.1352
small tools, 2% of labor | [6 empty] | 64.9623
[6 empty] | Subtotal: | 511.2911
Docket No. RP08-___
Exhibit No. ____(SSC-4.5)
Statement P
Page 17 of 73
Southern Star Central Gas Pipeline, Inc.
Storage Final Abandonment Estimate
I. C. Restore well sites (continued)
Line Item 2 (continued)
Labor |  |  |  | No. | Hours | Rate | Total
operator |  |  |  | 1 | 10 | 58.3827 | 583.8266
teamster (dump) |  |  |  | 1 | 10 | 53.9872 | 539.8719
laborer |  |  |  | 2 | 10 | 49.3919 | 987.8386
foreman |  |  |  | 1 | 10 | 68.6578 | 686.5778
per diem | 1 | day | crew size: | 5 |  | 90 | 450
[6 empty] | Subtotal: | 3248.115
Material | [6 empty] | Total
Miscellaneous (2% of labor) | [6 empty] | 64.9623
[6 empty] | Subtotal: | 64.9623
|  |  |  | Total Direct Costs (2) = |  |  | 3824.3684
3. Restore site (1 day)
Equipment |  |  |  | No. | Hours | Rate | Total
bobcat |  |  |  | 1 | 10 | 12.1209 | 121.2088
flatbed truck |  |  |  | 1 | 10 | 22.5552 | 225.552
1/2 ton pickup with 4wd |  |  |  | 2 | 10 | 9.1135 | 182.2704
small tools, 2% of labor | [6 empty] | 88.3191
[6 empty] | Subtotal: | 617.3503
Labor |  |  |  | No. | Hours | Rate | Total
operator |  |  |  | 1 | 10 | 58.3827 | 583.8266
teamster (flatbed) |  |  |  | 1 | 10 | 53.9872 | 539.8719
laborer |  |  |  | 4 | 10 | 49.3919 | 1975.6772
foreman |  |  |  | 1 | 10 | 68.6578 | 686.5778
per diem | 1 | day | crew size: | 7 |  | 90 | 630
[6 empty] | Subtotal: | 4415.9536
Material | [6 empty] | Total
allow $ 1000 for topsoil, seed, fertilizer, straw bales, etc. | [6 empty] | 1000
Sales tax @ | 7% | [5 empty] | 70
[6 empty] | Subtotal: | 1070
|  |  |  | Total Direct Costs (3) = |  |  | 6103.3039
Docket No. RP08-___
Exhibit No. ____(SSC-4.5)
Statement P
Page 18 of 73
Southern Star Central Gas Pipeline, Inc.
Storage Final Abandonment Estimate
I. C. Restore well sites (continued)
Summary: Restore Well Sites
A. Pipeline contractor costs
1. Remove ROW fence and access work site | [6 empty] | 2737.6281
2. Remove gravel and miscellaneous debris | [6 empty] | 3824.3684
3. Restore site | [6 empty] | 6103.3039
|  |  |  | Pipeline contractor direct costs: |  |  | 12665.3004
|  |  |  | 5% Mobilization |  |  | 633.265
[6 empty] | Subtotal: | 13298.5654
|  |  |  | 15% Contractor overhead: |  |  | 1994.7848
[6 empty] | Subtotal: | 15293.3502
|  |  |  | 10% Contractor profit: |  |  | 1529.335
|  |  |  | Total pipeline contractor costs: |  |  | 16822.6852
B. Environmental contractor costs (5% of pipeline contractor costs)
This section reflects work performed by environmental contractor to monitor work and check
for presence of hazardous materials. Work involves inspection, sampling, evaluation, and report
writing. | [6 empty] | 841.1343
|  |  |  | Total environmental contractor costs: |  |  | 841.1343
C. Pipeline company inspection costs
1. Number of days per site | [6 empty] | 2.5
2. Company inspection cost per day | [6 empty] | 500
|  |  |  | Total company inspection cost per site: |  |  | 1250
D. Pipeline company management and overhead costs (15% of A + B + C)
2837.0729
|  |  |  | Total management and overhead cost: |  |  | 2837.0729
|  |  | Total cost to restore a well site (A + B + C + D): |  |  |  | 21751
Summary
|  |  |  | Cost to | Cost to
|  | Storage | No. of | Restore a | Restore all
|  | Field | Well Sites | Well Site | Well Sites
|  | Alden | 23 | 21751 | 500273
|  | Colony | 85 | 21751 | 1848835
|  | Elk City | 67 | 21751 | 1457317
|  | McLouth | 124 | 21751 | 2697124
|  | Piqua | 27 | 21751 | 587277
|  | Webb | 65 | 21751 | 1413815
|  | North Welda | 77 | 21751 | 1674827
|  | South Welda | 103 | 21751 | 2240353

## Uncased Hwy-RR Crossings
Docket No. RP08-___
Exhibit No. ____(SSC-4.5)
Statement P
Page 19 of 73
Southern Star Central Gas Pipeline, Inc.
Storage Final Abandonment Estimate
I. Storage Field Retirement
D. Uncased highway/railroad crossings
Description of Work:
Detailed cost estimate below reflects work required to retire a typical uncased highway/railroad crossing (100 ft).
Work includes ROW fence removal, excavation and shoring of trench, capping pipe ends, filling pipe with grout,
backfilling, and restoration of area. Estimate also includes environmental inspection, pipeline company inspection,
and pipeline company management and overhead.
1. Remove ROW fence and access work sites (1/2 day)
Equipment |  |  |  | No. | Hours | Rate | Total
backhoe, Cat 320C |  |  |  | 1 | 5 | 44.9682 | 224.8408
flatbed truck |  |  |  | 1 | 5 | 22.5552 | 112.776
lowboy |  |  |  | 1 | 5 | 50.2615 | 251.3076
3/4 ton pick-up with trailer |  |  |  | 1 | 5 | 21.0312 | 105.156
1/2 ton pickup with 4wd |  |  |  | 2 | 5 | 9.1135 | 91.1352
small tools, 2% of labor | [6 empty] | 64.391
[6 empty] | Subtotal: | 849.6066
Labor |  |  |  | No. | Hours | Rate | Total
operator |  |  |  | 1 | 5 | 58.3827 | 291.9133
teamster |  |  |  | 2 | 5 | 53.9872 | 539.8719
pipefitter/welder |  |  |  | 1 | 5 | 71.3693 | 356.8464
helper |  |  |  | 1 | 5 | 49.9585 | 249.7924
laborer |  |  |  | 4 | 5 | 49.3919 | 987.8386
foreman |  |  |  | 1 | 5 | 68.6578 | 343.2889
per diem | 0.5 | day | crew size: | 10 |  | 90 | 450
[6 empty] | Subtotal: | 3219.5516
Material | [6 empty] | Total
allow 2% of labor | [6 empty] | 64.391
[6 empty] | Subtotal: | 64.391
|  |  |  | Total Direct Costs (1) = |  |  | 4133.5492
2. Excavate and cap pipe ends (2 days)
Equipment |  |  |  | No. | Hours | Rate | Total
backhoe, Cat 320C |  |  |  | 1 | 20 | 44.9682 | 899.3632
flatbed truck |  |  |  | 1 | 20 | 22.5552 | 451.104
3/4 ton pick-up with trailer |  |  |  | 1 | 20 | 21.0312 | 420.624
1/2 ton pickup with 4wd |  |  |  | 2 | 20 | 9.1135 | 364.5408
small tools, 2% of labor | [6 empty] | 232.3692
[6 empty] | Subtotal: | 2368.0012
Docket No. RP08-___
Exhibit No. ____(SSC-4.5)
Statement P
Page 20 of 73
Southern Star Central Gas Pipeline, Inc.
Storage Final Abandonment Estimate
I. D. Uncased highway/railroad crossings (continued)
Line Item 2 (continued)
Labor |  |  |  | No. | Hours | Rate | Total
operator |  |  |  | 1 | 20 | 58.3827 | 1167.6532
teamster |  |  |  | 1 | 20 | 53.9872 | 1079.7439
pipefitter/welder |  |  |  | 1 | 20 | 71.3693 | 1427.3854
helper |  |  |  | 1 | 20 | 49.9585 | 999.1698
laborer |  |  |  | 4 | 20 | 49.3919 | 3951.3545
foreman |  |  |  | 1 | 20 | 68.6578 | 1373.1556
per diem | 2 | days | crew size: | 9 |  | 90 | 1620
[6 empty] | Subtotal: | 11618.4624
Material | [6 empty] | Total
allow 2% of labor | [6 empty] | 232.3692
[6 empty] | Subtotal: | 232.3692
|  |  |  | Total Direct Costs (2) = |  |  | 14218.8329
3. Fill pipe with grout, backfill trench, grade disturbed areas (1 day)
Equipment |  |  |  | No. | Hours | Rate | Total
backhoe, Cat 320C |  |  |  | 1 | 10 | 44.9682 | 449.6816
dump truck 8 cy |  |  |  | 1 | 10 | 22.2809 | 222.8088
grout pump, trailer mounted |  |  |  | 1 | 10 | 11.3995 | 113.9952
1/2 ton pickup with 4wd |  |  |  | 2 | 10 | 9.1135 | 182.2704
small tools, 2% of labor | [6 empty] | 88.3191
[6 empty] | Subtotal: | 1057.0751
Labor |  |  |  | No. | Hours | Rate | Total
operator |  |  |  | 1 | 10 | 58.3827 | 583.8266
teamster |  |  |  | 1 | 10 | 53.9872 | 539.8719
laborer |  |  |  | 4 | 10 | 49.3919 | 1975.6772
foreman |  |  |  | 1 | 10 | 68.6578 | 686.5778
per diem | 1 | day | crew size: | 7 |  | 90 | 630
[6 empty] | Subtotal: | 4415.9536
Material | [6 empty] | Total
Grout/cy | 84 | 6 | cy | (Note: assumes 16" pipe) |  |  | 504
Sales tax @ | 7% | [5 empty] | 35.28
Miscellaneous (2% of labor) | [6 empty] | 88.3191
[6 empty] | Subtotal: | 627.5991
|  |  |  | Total Direct Costs (3) = |  |  | 6100.6277
Docket No. RP08-___
Exhibit No. ____(SSC-4.5)
Statement P
Page 21 of 73
Southern Star Central Gas Pipeline, Inc.
Storage Final Abandonment Estimate
I. D. Uncased highway/railroad crossings (continued)
4. Restore sites (1/2 day)
Equipment |  |  |  | No. | Hours | Rate | Total
flatbed truck |  |  |  | 1 | 5 | 22.5552 | 112.776
1/2 ton pickup with 4wd |  |  |  | 2 | 5 | 9.1135 | 91.1352
small tools, 2% of labor | [6 empty] | 37.4213
[6 empty] | Subtotal: | 241.3325
Labor |  |  |  | No. | Hours | Rate | Total
teamster |  |  |  | 1 | 5 | 53.9872 | 269.936
laborer |  |  |  | 4 | 5 | 49.3919 | 987.8386
foreman |  |  |  | 1 | 5 | 68.6578 | 343.2889
per diem | 0.5 | day | crew size: | 6 |  | 90 | 270
[6 empty] | Subtotal: | 1871.0635
Material | [6 empty] | Total
allow $ 1000 for topsoil, seed, fertilizer, straw bales, etc. | [6 empty] | 1000
sales tax @ | 7% | [5 empty] | 70
[6 empty] | Subtotal: | 1070
|  |  |  | Total Direct Costs (4) = |  |  | 3182.396
Summary: Uncased Highway/Railroad Crossings
A. Pipeline contractor costs
1. Remove ROW fence and access work sites | [6 empty] | 4133.5492
2. Excavate and cap pipe ends | [6 empty] | 14218.8329
3. Fill pipe with grout, backfill trench, grade disturbed areas | [6 empty] | 6100.6277
4. Restore sites | [6 empty] | 3182.396
|  |  |  | Pipeline contractor direct costs: |  |  | 27635.4058
|  |  |  | 5% Mobilization |  |  | 1381.7703
[6 empty] | Subtotal: | 29017.1761
|  |  |  | 15% Contractor overhead: |  |  | 4352.5764
[6 empty] | Subtotal: | 33369.7525
|  |  |  | 10% Contractor profit: |  |  | 3336.9753
|  |  |  | Total pipeline contractor costs: |  |  | 36706.7278
B. Environmental contractor costs (5% of pipeline contractor costs)
This section of estimate reflects work performed by environmental contractor to check for the presence of
hazardous materials. Work involves inspection, sampling, evaluation, and report writing.
1835.3364
|  |  |  | Total environmental contractor cost: |  |  | 1835.3364
C. Pipeline company inspection costs
1. Number of days per site | [6 empty] | 4
2. Company cost per day | [6 empty] | 500
|  |  |  | Total company inspection cost per site: |  |  | 2000
Docket No. RP08-___
Exhibit No. ____(SSC-4.5)
Statement P
Page 22 of 73
Southern Star Central Gas Pipeline, Inc.
Storage Final Abandonment Estimate
I. D. Uncased highway/railroad crossings (continued)
D. Pipeline company management and overhead costs (15% of A + B + C)
6081.3096
|  |  |  | Total management and overhead cost: |  |  | 6081.3096
|  | Total cost to retire an uncased crossing (A + B + C + D): |  |  |  |  | 46623
Summary
|  |  |  | No. of | Total
|  |  |  | Crossings | Cost
a. Alden
|  | 1. Highways/roads |  | 0 | 0
|  | 2. Railroads |  | 0 | 0
b. Colony
|  | 1. Highways/roads |  | 10 | 466230
|  | 2. Railroads |  | 2 | 93246
c. Elk City
|  | 1. Highways/roads |  | 10 | 466230
|  | 2. Railroads |  | 5 | 233115
d. McLouth
|  | 1. Highways/roads |  | 12 | 559476
|  | 2. Railroads |  | 2 | 93246
e. Piqua
|  | 1. Highways/roads |  | 1 | 46623
|  | 2. Railroads |  | 0 | 0
f. Webb
|  | 1. Highways/roads |  | 9 | 419607
|  | 2. Railroads |  | 0 | 0
g. North Welda
|  | 1. Highways/roads |  | 2 | 93246
|  | 2. Railroads |  | 2 | 93246
h. South Welda
|  | 1. Highways/roads |  | 2 | 93246
|  | 2. Railroads |  | 1 | 46623

## Cased Hwy-RR Crossings
Docket No. RP08-___
Exhibit No. ____(SSC-4.5)
Statement P
Page 23 of 73
Southern Star Central Gas Pipeline, Inc.
Storage Final Abandonment Estimate
I. Storage Field Retirement
E. Cased highway/railroad crossings
Description of Work:
Detailed cost estimate below reflects work required to retire a typical cased highway/railroad crossing (100 feet).
Work includes ROW fence removal, excavation and shoring of trench, removal of pipe from casing, filling casing
with grout, removal of vent pipes, and restoration of area. Estimate also includes environmental inspection,
pipeline company inspection, and pipeline company management and overhead.
1. Remove ROW fence and access work sites (1/2 day)
Equipment |  |  |  | No. | Hours | Rate | Total
backhoe, Cat 320C |  |  |  | 1 | 5 | 44.9682 | 224.8408
lowboy |  |  |  | 1 | 5 | 50.2615 | 251.3076
flatbed truck |  |  |  | 1 | 5 | 22.5552 | 112.776
3/4 ton pick-up with trailer |  |  |  | 1 | 5 | 21.0312 | 105.156
1/2 ton pickup with 4wd |  |  |  | 2 | 5 | 9.1135 | 91.1352
small tools, 2% of labor | [6 empty] | 64.391
[6 empty] | Subtotal: | 849.6066
Labor |  |  |  | No. | Hours | Rate | Total
operator |  |  |  | 1 | 5 | 58.3827 | 291.9133
teamster |  |  |  | 2 | 5 | 53.9872 | 539.8719
pipefitter/welder |  |  |  | 1 | 5 | 71.3693 | 356.8464
helper |  |  |  | 1 | 5 | 49.9585 | 249.7924
laborer |  |  |  | 4 | 5 | 49.3919 | 987.8386
foreman |  |  |  | 1 | 5 | 68.6578 | 343.2889
per diem | 0.5 | day | crew size: | 10 |  | 90 | 450
[6 empty] | Subtotal: | 3219.5516
Material | [6 empty] | Total
allow 2% of labor | [6 empty] | 64.391
[6 empty] | Subtotal: | 64.391
|  |  |  | Total Direct Costs (1) = |  |  | 4133.5492
2. Excavate and remove pipe from casing (2 days)
Equipment |  |  |  | No. | Hours | Rate | Total
backhoe, Cat 320C |  |  |  | 1 | 20 | 44.9682 | 899.3632
dozer, Cat D-6R w winch |  |  |  | 1 | 20 | 88.1583 | 1763.1664
hydrocrane, Grove, 25 ton |  |  |  | 1 | 20 | 53.3806 | 1067.6128
pipe truck |  |  |  | 1 | 20 | 46.6039 | 932.0784
flatbed truck |  |  |  | 1 | 20 | 22.5552 | 451.104
3/4 ton pick-up with trailer |  |  |  | 1 | 20 | 21.0312 | 420.624
1/2 ton pickup with 4wd |  |  |  | 2 | 20 | 9.1135 | 364.5408
small tools, 2% of labor | [6 empty] | 315.0095
[6 empty] | Subtotal: | 6213.4991
Docket No. RP08-___
Exhibit No. ____(SSC-4.5)
Statement P
Page 24 of 73
Southern Star Central Gas Pipeline, Inc.
Storage Final Abandonment Estimate
I. E. Cased highway/railroad crossings (continued)
Line Item 2 (continued)
Labor |  |  |  | No. | Hours | Rate | Total
operator (dozer, backhoe) |  |  |  | 2 | 20 | 58.3827 | 2335.3064
operator (hydrocrane) |  |  |  | 1 | 20 | 67.2307 | 1344.6136
teamster |  |  |  | 2 | 20 | 53.9872 | 2159.4877
pipefitter/welder |  |  |  | 1 | 20 | 71.3693 | 1427.3854
helper |  |  |  | 1 | 20 | 49.9585 | 999.1698
laborer |  |  |  | 4 | 20 | 49.3919 | 3951.3545
foreman |  |  |  | 1 | 20 | 68.6578 | 1373.1556
per diem | 2 | days | crew size: | 12 |  | 90 | 2160
[6 empty] | Subtotal: | 15750.4731
Material | [6 empty] | Total
allow 2% of labor | [6 empty] | 315.0095
[6 empty] | Subtotal: | 315.0095
|  |  |  | Total Direct Costs (2) = |  |  | 22278.9816
3. Fill casing with grout, backfill trench, grade disturbed areas (2 days)
Equipment |  |  |  | No. | Hours | Rate | Total
backhoe, Cat 320C |  |  |  | 1 | 20 | 44.9682 | 899.3632
dump truck 8 cy |  |  |  | 1 | 20 | 22.2809 | 445.6176
grout pump, trailer mounted |  |  |  | 1 | 20 | 11.3995 | 227.9904
1/2 ton pickup with 4wd |  |  |  | 2 | 20 | 9.1135 | 364.5408
small tools, 2% of labor | [6 empty] | 176.6381
[6 empty] | Subtotal: | 2114.1501
Labor |  |  |  | No. | Hours | Rate | Total
operator (backhoe) |  |  |  | 1 | 20 | 58.3827 | 1167.6532
teamster |  |  |  | 1 | 20 | 53.9872 | 1079.7439
laborer |  |  |  | 4 | 20 | 49.3919 | 3951.3545
foreman |  |  |  | 1 | 20 | 68.6578 | 1373.1556
per diem | 2 | days | crew size: | 7 |  | 90 | 1260
[6 empty] | Subtotal: | 8831.9072
Material | [6 empty] | Total
Grout/cy | 84 | 6 | cy | (Note: assumes 16" pipe) |  |  | 504
Sales tax @ | 7% | [5 empty] | 35.28
Miscellaneous 2% of labor | [6 empty] | 176.6381
[6 empty] | Subtotal: | 715.9181
|  |  |  | Total Direct Costs (3) = |  |  | 11661.9755
Docket No. RP08-___
Exhibit No. ____(SSC-4.5)
Statement P
Page 25 of 73
Southern Star Central Gas Pipeline, Inc.
Storage Final Abandonment Estimate
I. E. Cased highway/railroad crossings (continued)
4. Restore sites (1/2 day)
Equipment |  |  |  | No. | Hours | Rate | Total
flatbed truck |  |  |  | 1 | 5 | 22.5552 | 112.776
1/2 ton pickup with 4wd |  |  |  | 2 | 5 | 9.1135 | 91.1352
small tools, 2% of labor | [6 empty] | 37.4213
[6 empty] | Subtotal: | 241.3325
Labor |  |  |  | No. | Hours | Rate | Total
teamster |  |  |  | 1 | 5 | 53.9872 | 269.936
laborer |  |  |  | 4 | 5 | 49.3919 | 987.8386
foreman |  |  |  | 1 | 5 | 68.6578 | 343.2889
per diem | 0.5 | day | crew size: | 6 |  | 90 | 270
[6 empty] | Subtotal: | 1871.0635
Material | [6 empty] | Total
allow $2000 for topsoil, seed, fertilizer, straw bales, etc. | [6 empty] | 2000
Sales tax @ | 7% | [5 empty] | 140
[6 empty] | Subtotal: | 2140
|  |  |  | Total Direct Costs (4) = |  |  | 4252.396
Summary: Cased Highway/Railroad Crossings
A. Pipeline contractor costs
1. Remove ROW fence and access work sites | [6 empty] | 4133.5492
2. Excavate and remove pipe from casing | [6 empty] | 22278.9816
3. Fill casing with grout, backfill trench, grade disturbed areas | [6 empty] | 11661.9755
4. Restore sites | [6 empty] | 4252.396
|  |  |  | Pipeline contractor direct costs: |  |  | 42326.9023
|  |  |  | 5% Mobilization |  |  | 2116.3451
[6 empty] | Subtotal: | 44443.2474
|  |  |  | 15% Contractor overhead: |  |  | 6666.4871
[6 empty] | Subtotal: | 51109.7345
|  |  |  | 10% Contractor profit: |  |  | 5110.9734
|  |  |  | Total pipeline contractor costs: |  |  | 56220.7079
B. Environmental contractor costs (5% of pipeline contractor costs)
This section of estimate reflects work performed by environmental contractor to check for the presence of
hazardous materials. Work involves inspection, sampling, evaluation, and report writing.
2811.0354
|  |  |  | Total environmental contractor cost: |  |  | 2811.0354
C. Pipeline company inspection costs
1. Number of days per site | [6 empty] | 5
2. Company cost per day | [6 empty] | 500
|  |  |  | Total company inspection cost per site: |  |  | 2500
Docket No. RP08-___
Exhibit No. ____(SSC-4.5)
Statement P
Page 26 of 73
Southern Star Central Gas Pipeline, Inc.
Storage Final Abandonment Estimate
I. E. Cased highway/railroad crossings (continued)
D. Pipeline company management and overhead costs (15% of A + B + C)
9229.7615
|  |  |  | Total management and overhead cost: |  |  | 9229.7615
|  |  | Total cost to retire a cased crossing (A + B + C + D): |  |  |  | 70762
Summary
|  |  |  | No. of | Total
|  |  |  | Crossings | Cost
a. Alden
|  | 1. Highways/roads |  | 0 | 0
|  | 2. Railroads |  | 0 | 0
b. Colony
|  | 1. Highways/roads |  | 0 | 0
|  | 2. Railroads |  | 0 | 0
c. Elk City
|  | 1. Highways/roads |  | 10 | 707620
|  | 2. Railroads |  | 4 | 283048
d. McLouth
|  | 1. Highways/roads |  | 2 | 141524
|  | 2. Railroads |  | 0 | 0
e. Piqua
|  | 1. Highways/roads |  | 0 | 0
|  | 2. Railroads |  | 0 | 0
f. Webb
|  | 1. Highways/roads |  | 2 | 141524
|  | 2. Railroads |  | 0 | 0
g. North Welda
|  | 1. Highways/roads |  | 0 | 0
|  | 2. Railroads |  | 1 | 70762
h. South Welda
|  | 1. Highways/roads |  | 0 | 0
|  | 2. Railroads |  | 0 | 0

## Small Stream Crossings
Docket No. RP08-___
Exhibit No. ____(SSC-4.5)
Statement P
Page 27 of 73
Southern Star Central Gas Pipeline, Inc.
Storage Final Abandonment Estimate
I. Storage Field Retirement
F. Small stream crossings
Description of Work:
Detailed cost estimate below reflects work required to retire a typical small stream crossing (100 feet). River
crossings are not included in this line item. Work includes, excavation and shoring of trench, capping pipe
ends, filling pipe with grout, and restoration of area. Estimate also includes environmental inspection, pipeline
company inspection, and pipeline company management and overhead.
1. Remove ROW fence and access work sites (1/2 day)
Equipment |  |  |  | No. | Hours | Rate | Total
backhoe, Cat 312C |  |  |  | 1 | 5 | 36.0375 | 180.1876
lowboy |  |  |  | 1 | 5 | 50.2615 | 251.3076
flatbed truck |  |  |  | 1 | 5 | 22.5552 | 112.776
3/4 ton pick-up with trailer |  |  |  | 1 | 5 | 21.0312 | 105.156
1/2 ton pickup with 4wd |  |  |  | 2 | 5 | 9.1135 | 91.1352
small tools, 2% of labor | [6 empty] | 64.391
[6 empty] | Subtotal: | 804.9534
Labor |  |  |  | No. | Hours | Rate | Total
operator |  |  |  | 1 | 5 | 58.3827 | 291.9133
teamster |  |  |  | 2 | 5 | 53.9872 | 539.8719
pipefitter/welder |  |  |  | 1 | 5 | 71.3693 | 356.8464
helper |  |  |  | 1 | 5 | 49.9585 | 249.7924
laborer |  |  |  | 4 | 5 | 49.3919 | 987.8386
foreman |  |  |  | 1 | 5 | 68.6578 | 343.2889
per diem | 0.5 | day | crew size: | 10 |  | 90 | 450
[6 empty] | Subtotal: | 3219.5516
Material | [6 empty] | Total
allow 2% of labor | [6 empty] | 64.391
[6 empty] | Subtotal: | 64.391
|  |  |  | Total Direct Costs (1) = |  |  | 4088.896
2. Excavate and cap pipe ends (2 days)
Equipment |  |  |  | No. | Hours | Rate | Total
backhoe, Cat 312C |  |  |  | 1 | 20 | 36.0375 | 720.7504
flatbed truck |  |  |  | 1 | 20 | 22.5552 | 451.104
3/4 ton pick-up with trailer |  |  |  | 1 | 20 | 21.0312 | 420.624
1/2 ton pickup with 4wd |  |  |  | 2 | 20 | 9.1135 | 364.5408
small tools, 2% of labor | [6 empty] | 232.3692
[6 empty] | Subtotal: | 2189.3884
Docket No. RP08-___
Exhibit No. ____(SSC-4.5)
Statement P
Page 28 of 73
Southern Star Central Gas Pipeline, Inc.
Storage Final Abandonment Estimate
I. F. Small stream crossings (continued)
Line Item 2 (continued)
Labor |  |  |  | No. | Hours | Rate | Total
operator |  |  |  | 1 | 20 | 58.3827 | 1167.6532
teamster |  |  |  | 1 | 20 | 53.9872 | 1079.7439
pipefitter/welder |  |  |  | 1 | 20 | 71.3693 | 1427.3854
helper |  |  |  | 1 | 20 | 49.9585 | 999.1698
laborer |  |  |  | 4 | 20 | 49.3919 | 3951.3545
foreman |  |  |  | 1 | 20 | 68.6578 | 1373.1556
per diem | 2 | days | crew size: | 9 |  | 90 | 1620
[6 empty] | Subtotal: | 11618.4624
Material | [6 empty] | Total
allow 2% of labor | [6 empty] | 232.3692
[6 empty] | Subtotal: | 232.3692
|  |  |  | Total Direct Costs (2) = |  |  | 14040.2201
3. Fill pipe with grout, backfill trench, grade disturbed areas (1 day)
Equipment |  |  |  | No. | Hours | Rate | Total
backhoe, Cat 312C |  |  |  | 1 | 10 | 36.0375 | 360.3752
dump truck 8 cy |  |  |  | 1 | 10 | 22.2809 | 222.8088
grout pump, trailer mounted |  |  |  | 1 | 10 | 11.3995 | 113.9952
1/2 ton pickup with 4wd |  |  |  | 2 | 10 | 9.1135 | 182.2704
small tools, 2% of labor | [6 empty] | 88.3191
[6 empty] | Subtotal: | 967.7687
Labor |  |  |  | No. | Hours | Rate | Total
operator |  |  |  | 1 | 10 | 58.3827 | 583.8266
teamster (dump) |  |  |  | 1 | 10 | 53.9872 | 539.8719
laborer |  |  |  | 4 | 10 | 49.3919 | 1975.6772
foreman |  |  |  | 1 | 10 | 68.6578 | 686.5778
per diem | 1 | day | crew size: | 7 |  | 90 | 630
[6 empty] | Subtotal: | 4415.9536
Material | [6 empty] | Total
Grout/cy | 84 | 6 | cy | (Note: assumes 16" pipe) |  |  | 504
Sales tax @ | 7% | [5 empty] | 35.28
Miscellaneous (2% of labor) | [6 empty] | 88.3191
[6 empty] | Subtotal: | 627.5991
|  |  |  | Total Direct Costs (3) = |  |  | 6011.3213
Docket No. RP08-___
Exhibit No. ____(SSC-4.5)
Statement P
Page 29 of 73
Southern Star Central Gas Pipeline, Inc.
Storage Final Abandonment Estimate
I. F. Small stream crossings (continued)
4. Restore sites (1/2 day)
Equipment |  |  |  | No. | Hours | Rate | Total
flatbed truck |  |  |  | 1 | 5 | 22.5552 | 112.776
1/2 ton pickup with 4wd |  |  |  | 2 | 5 | 9.1135 | 91.1352
small tools, 2% of labor | [6 empty] | 37.4213
[6 empty] | Subtotal: | 241.3325
Labor |  |  |  | No. | Hours | Rate | Total
teamster |  |  |  | 1 | 5 | 53.9872 | 269.936
laborer |  |  |  | 4 | 5 | 49.3919 | 987.8386
foreman |  |  |  | 1 | 5 | 68.6578 | 343.2889
per diem | 0.5 | day | crew size: | 6 |  | 90 | 270
[6 empty] | Subtotal: | 1871.0635
Material | [6 empty] | Total
allow $ 1000 for topsoil, seed, fertilizer, straw bales, etc. | [6 empty] | 1000
Sales tax @ | 7% | [5 empty] | 70
[6 empty] | Subtotal: | 1070
|  |  |  | Total Direct Costs (4) = |  |  | 3182.396
Summary: Small Stream Crossings
A. Pipeline contractor costs
1. Remove ROW fence and access work sites | [6 empty] | 4088.896
2. Excavate and cap pipe ends | [6 empty] | 14040.2201
3. Fill pipe with grout, backfill trench, grade disturbed areas | [6 empty] | 6011.3213
4. Restore sites | [6 empty] | 3182.396
|  |  |  | Pipeline contractor direct costs: |  |  | 27322.8334
|  |  |  | 5% Mobilization |  |  | 1366.1417
[6 empty] | Subtotal: | 28688.9751
|  |  |  | 15% Contractor overhead: |  |  | 4303.3463
[6 empty] | Subtotal: | 32992.3213
|  |  |  | 10% Contractor profit: |  |  | 3299.2321
|  |  |  | Total pipeline contractor costs: |  |  | 36291.5535
B. Environmental contractor costs (5% of pipeline contractor costs)
This section of estimate reflects work performed by environmental contractor to check for the presence of
hazardous materials. Work involves inspection, sampling, evaluation, and report writing.
1814.5777
|  |  |  | Total environmental contractor cost: |  |  | 1814.5777
C. Pipeline company inspection costs
1. Number of days per site | [6 empty] | 4
2. Company cost per day | [6 empty] | 500
|  |  |  | Total company inspection cost per site: |  |  | 2000
Docket No. RP08-___
Exhibit No. ____(SSC-4.5)
Statement P
Page 30 of 73
Southern Star Central Gas Pipeline, Inc.
Storage Final Abandonment Estimate
I. F. Small stream crossings (continued)
D. Pipeline company management and overhead costs (15% of A + B + C)
6015.9197
|  |  |  | Total management and overhead cost: |  |  | 6015.9197
|  | Total cost to retire a small stream crossing (A + B + C + D): |  |  |  |  | 46122
Summary
|  |  | Storage | No. of | Total
|  |  | Field | Crossings | Cost
|  |  | Alden | 0 | 0
|  |  | Colony | 1 | 46122
|  |  | Elk City | 4 | 184488
|  |  | McLouth | 21 | 968562
|  |  | Piqua | 0 | 0
|  |  | Webb | 0 | 0
|  |  | North Welda | 0 | 0
|  |  | South Welda | 0 | 0

## River Crossings
Docket No. RP08-___
Exhibit No. ____(SSC-4.5)
Statement P
Page 31 of 73
Southern Star Central Gas Pipeline, Inc.
Storage Final Abandonment Estimate
I. Storage Field Retirement
G. River crossings
Description of Work:
Detailed cost estimate below reflects work required to retire a typical river crossing (500 feet). Work
includes ROW fence removal, excavation and shoring of trench, capping pipe ends, filling pipe with grout, and
restoration of area. Estimate also includes environmental inspection, pipeline company inspection, and pipeline
company management and overhead.
1. Remove ROW fence and access work sites (2 days)
Equipment |  |  |  | No. | Hours | Rate | Total
backhoe, Cat 320C |  |  |  | 1 | 20 | 44.9682 | 899.3632
lowboy |  |  |  | 1 | 20 | 50.2615 | 1005.2304
flatbed truck |  |  |  | 1 | 20 | 22.5552 | 451.104
3/4 ton pick-up with trailer |  |  |  | 1 | 20 | 21.0312 | 420.624
1/2 ton pickup with 4wd |  |  |  | 2 | 20 | 9.1135 | 364.5408
small tools, 2% of labor | [6 empty] | 257.5641
[6 empty] | Subtotal: | 3398.4265
Labor |  |  |  | No. | Hours | Rate | Total
operator |  |  |  | 1 | 20 | 58.3827 | 1167.6532
teamster |  |  |  | 2 | 20 | 53.9872 | 2159.4877
pipefitter/welder |  |  |  | 1 | 20 | 71.3693 | 1427.3854
helper |  |  |  | 1 | 20 | 49.9585 | 999.1698
laborer |  |  |  | 4 | 20 | 49.3919 | 3951.3545
foreman |  |  |  | 1 | 20 | 68.6578 | 1373.1556
per diem | 2 | days | crew size: | 10 |  | 90 | 1800
[6 empty] | Subtotal: | 12878.2063
Material | [6 empty] | Total
allow 2% of labor | [6 empty] | 257.5641
[6 empty] | Subtotal: | 257.5641
|  |  |  | Total Direct Costs (1) = |  |  | 16534.1969
2. Excavate and cap pipe ends (2 days)
Equipment |  |  |  | No. | Hours | Rate | Total
backhoe, Cat 320C |  |  |  | 1 | 20 | 44.9682 | 899.3632
flatbed truck |  |  |  | 1 | 20 | 22.5552 | 451.104
lowboy |  |  |  | 1 | 20 | 50.2615 | 1005.2304
3/4 ton pick-up with trailer |  |  |  | 1 | 20 | 21.0312 | 420.624
1/2 ton pickup with 4wd |  |  |  | 2 | 20 | 9.1135 | 364.5408
small tools, 2% of labor | [6 empty] | 257.5641
[6 empty] | Subtotal: | 3398.4265
Docket No. RP08-___
Exhibit No. ____(SSC-4.5)
Statement P
Page 32 of 73
Southern Star Central Gas Pipeline, Inc.
Storage Final Abandonment Estimate
I. G. River crossings (continued)
Line Item 2 (continued)
Labor |  |  |  | No. | Hours | Rate | Total
operator |  |  |  | 1 | 20 | 58.3827 | 1167.6532
teamster |  |  |  | 2 | 20 | 53.9872 | 2159.4877
pipefitter/welder |  |  |  | 1 | 20 | 71.3693 | 1427.3854
helper |  |  |  | 1 | 20 | 49.9585 | 999.1698
laborer |  |  |  | 4 | 20 | 49.3919 | 3951.3545
foreman |  |  |  | 1 | 20 | 68.6578 | 1373.1556
per diem | 2 | days | crew size: | 10 |  | 90 | 1800
[6 empty] | Subtotal: | 12878.2063
Material | [6 empty] | Total
allow 2% of labor | [6 empty] | 257.5641
[6 empty] | Subtotal: | 257.5641
|  |  |  | Total Direct Costs (2) = |  |  | 16534.1969
3. Fill pipe with grout (1 day)
Equipment |  |  |  | No. | Hours | Rate | Total
grout pump, trailer mounted |  |  |  | 1 | 10 | 26.4465 | 264.4648
lights, trailer mounted |  |  |  | 1 | 10 | 6.0757 | 60.7568
1/2 ton pickup with 4wd |  |  |  | 2 | 10 | 9.1135 | 182.2704
small tools, 2% of labor | [6 empty] | 75.4248
[6 empty] | Subtotal: | 582.9168
Labor |  |  |  | No. | Hours | Rate | Total
operator |  |  |  | 1 | 10 | 56.8985 | 568.9848
laborer |  |  |  | 4 | 10 | 49.3919 | 1975.6772
foreman |  |  |  | 1 | 10 | 68.6578 | 686.5778
per diem | 1 | day | crew size: | 6 |  | 90 | 540
[6 empty] | Subtotal: | 3771.2398
Material | [6 empty] | Total
Grout/cy | 84 | 28 | cy | (Note: assumes 16" pipe) |  |  | 2352
Sales tax @ | 7% | [5 empty] | 164.64
Miscellaneous (2% of labor) | [6 empty] | 75.4248
[6 empty] | Subtotal: | 2592.0648
|  |  |  | Total Direct Costs (3) = |  |  | 6946.2214
Docket No. RP08-___
Exhibit No. ____(SSC-4.5)
Statement P
Page 33 of 73
Southern Star Central Gas Pipeline, Inc.
Storage Final Abandonment Estimate
I. G. River crossings (continued)
4. Backfill trench, grade disturbed areas (2 days)
Equipment |  |  |  | No. | Hours | Rate | Total
backhoe, Cat 320C |  |  |  | 1 | 20 | 44.9682 | 899.3632
dump truck 8 cy |  |  |  | 1 | 20 | 22.2809 | 445.6176
lowboy |  |  |  | 1 | 20 | 50.2615 | 1005.2304
1/2 ton pickup with 4wd |  |  |  | 2 | 20 | 9.1135 | 364.5408
small tools, 2% of labor | [6 empty] | 201.833
[6 empty] | Subtotal: | 2916.585
Labor |  |  |  | No. | Hours | Rate | Total
operator |  |  |  | 1 | 20 | 58.3827 | 1167.6532
teamster |  |  |  | 2 | 20 | 53.9872 | 2159.4877
laborer |  |  |  | 4 | 20 | 49.3919 | 3951.3545
foreman |  |  |  | 1 | 20 | 68.6578 | 1373.1556
per diem | 2 | days | crew size: | 8 |  | 90 | 1440
[6 empty] | Subtotal: | 10091.651
Material | [6 empty] | Total
Miscellaneous (2% of labor) | [6 empty] | 201.833
[6 empty] | Subtotal: | 201.833
|  |  |  | Total Direct Costs (4) = |  |  | 13210.0691
5. Restore sites (2 days)
Equipment |  |  |  | No. | Hours | Rate | Total
flatbed truck |  |  |  | 1 | 20 | 22.5552 | 451.104
1/2 ton pickup with 4wd |  |  |  | 2 | 20 | 9.1135 | 364.5408
small tools, 2% of labor | [6 empty] | 149.6851
[6 empty] | Subtotal: | 965.3299
Labor |  |  |  | No. | Hours | Rate | Total
teamster |  |  |  | 1 | 20 | 53.9872 | 1079.7439
laborer |  |  |  | 4 | 20 | 49.3919 | 3951.3545
foreman |  |  |  | 1 | 20 | 68.6578 | 1373.1556
per diem | 2 | days | crew size: | 6 |  | 90 | 1080
[6 empty] | Subtotal: | 7484.254
Material | [6 empty] | Total
allow $ 2000 for topsoil, seed, fertilizer, straw bales, etc. | [6 empty] | 2000
Sales tax @ | 7% | [5 empty] | 140
[6 empty] | Subtotal: | 2140
|  |  |  | Total Direct Costs (5) = |  |  | 10589.5838
Docket No. RP08-___
Exhibit No. ____(SSC-4.5)
Statement P
Page 34 of 73
Southern Star Central Gas Pipeline, Inc.
Storage Final Abandonment Estimate
I. G. River crossings (continued)
Summary: River Crossings
A. Pipeline contractor costs
1. Remove ROW fence and access work sites | [6 empty] | 16534.1969
2. Excavate and cap pipe ends | [6 empty] | 16534.1969
3. Fill pipe with grout | [6 empty] | 6946.2214
4. Backfill trench, grade disturbed areas | [6 empty] | 13210.0691
5. Restore sites | [6 empty] | 10589.5838
|  |  |  | Pipeline contractor direct costs: |  |  | 63814.2681
|  |  |  | 5% Mobilization |  |  | 3190.7134
[6 empty] | Subtotal: | 67004.9815
|  |  |  | 15% Contractor overhead: |  |  | 10050.7472
[6 empty] | Subtotal: | 77055.7288
|  |  |  | 10% Contractor profit: |  |  | 7705.5729
|  |  |  | Total pipeline contractor costs: |  |  | 84761.3017
B. Environmental contractor costs (5% of pipeline contractor costs)
This section of estimate reflects work performed by environmental contractor to check for the presence of
hazardous materials. Work involves inspection, sampling, evaluation, and report writing.
4238.0651
|  |  |  | Total environmental contractor cost: |  |  | 4238.0651
C. Pipeline company inspection costs
1. Number of days per site | [6 empty] | 9
2. Company cost per day | [6 empty] | 500
|  |  |  | Total company inspection cost per site: |  |  | 4500
D. Pipeline company management and overhead costs (15% of A + B + C)
14024.905
|  |  |  | Total management and overhead cost: |  |  | 14024.905
|  | Total cost to retire a river crossing (A + B + C + D): |  |  |  |  | 107524
Summary
|  | Storage |  | No. of | Total
|  | Field |  | Crossings | Cost
|  | Alden |  | 0 | 0
|  | Colony |  | 0 | 0
|  | Elk City |  | 3 | 322572
|  | McLouth |  | 0 | 0
|  | Piqua |  | 0 | 0
|  | Webb |  | 0 | 0
|  | North Welda |  | 0 | 0
|  | South Welda |  | 0 | 0

## Mainline Valves
Docket No. RP08-___
Exhibit No. ____(SSC-4.5)
Statement P
Page 35 of 73
Southern Star Central Gas Pipeline, Inc.
Storage Final Abandonment Estimate
I. Storage Field Retirement
H. Mainline valve sites
Description of Work:
Detailed cost estimate below reflects work required to retire a typical mainline valve site. Work includes
ROW fence removal, excavation, removal of valves and blowdowns, capping pipelines, excavation of gravel,
and restoration of area. Estimate also includes environmental inspection, pipeline company inspection, and
pipeline company management and overhead.
1. Remove ROW fence and access work site (1/2 day)
Equipment |  |  |  | No. | Hours | Rate | Total
backhoe, Cat 312C |  |  |  | 1 | 5 | 36.0375 | 180.1876
flatbed truck |  |  |  | 1 | 5 | 22.5552 | 112.776
lowboy |  |  |  | 1 | 5 | 50.2615 | 251.3076
3/4 ton pick-up with trailer |  |  |  | 1 | 5 | 21.0312 | 105.156
1/2 ton pickup with 4wd |  |  |  | 1 | 5 | 9.1135 | 45.5676
small tools, 2% of labor | [6 empty] | 52.7126
[6 empty] | Subtotal: | 747.7074
Labor |  |  |  | No. | Hours | Rate | Total
operator |  |  |  | 1 | 5 | 58.3827 | 291.9133
teamster |  |  |  | 2 | 5 | 53.9872 | 539.8719
pipefitter/welder |  |  |  | 1 | 5 | 71.3693 | 356.8464
helper |  |  |  | 1 | 5 | 49.9585 | 249.7924
laborer |  |  |  | 2 | 5 | 49.3919 | 493.9193
foreman |  |  |  | 1 | 5 | 68.6578 | 343.2889
per diem | 0.5 | day | crew size: | 8 |  | 90 | 360
[6 empty] | Subtotal: | 2635.6323
Material | [6 empty] | Total
allow 2% of labor | [6 empty] | 52.7126
[6 empty] | Subtotal: | 52.7126
|  |  |  | Total Direct Costs (1) = |  |  | 3436.0523
2. Excavate, remove valves and blowdowns, cap pipe ends (1 day)
Equipment |  |  |  | No. | Hours | Rate | Total
backhoe, Cat 312C |  |  |  | 1 | 10 | 36.0375 | 360.3752
crane, Grove 25 ton |  |  |  | 1 | 10 | 53.3806 | 533.8064
flatbed truck |  |  |  | 1 | 10 | 22.5552 | 225.552
3/4 ton pick-up with trailer |  |  |  | 1 | 10 | 21.0312 | 210.312
1/2 ton pickup with 4wd |  |  |  | 1 | 10 | 9.1135 | 91.1352
small tools, 2% of labor | [6 empty] | 108.074
[6 empty] | Subtotal: | 1529.2548
Docket No. RP08-___
Exhibit No. ____(SSC-4.5)
Statement P
Page 36 of 73
Southern Star Central Gas Pipeline, Inc.
Storage Final Abandonment Estimate
I. H. Mainline valve sites (continued)
Line Item 2 (continued)
Labor |  |  |  | No. | Hours | Rate | Total
operator |  |  |  | 1 | 10 | 58.3827 | 583.8266
operator (crane) |  |  |  | 1 | 10 | 67.2307 | 672.3068
teamster |  |  |  | 1 | 10 | 53.9872 | 539.8719
pipefitter/welder |  |  |  | 1 | 10 | 71.3693 | 713.6927
helper |  |  |  | 1 | 10 | 49.9585 | 499.5849
laborer |  |  |  | 2 | 10 | 49.3919 | 987.8386
foreman |  |  |  | 1 | 10 | 68.6578 | 686.5778
per diem | 1 | day | crew size: | 8 |  | 90 | 720
[6 empty] | Subtotal: | 5403.6994
Material | [6 empty] | Total
allow 2% of labor | [6 empty] | 108.074
[6 empty] | Subtotal: | 108.074
|  |  |  | Total Direct Costs (2) = |  |  | 7041.0282
3. Remove gravel and miscellaneous debris, grade disturbed area (1/2 day)
Equipment |  |  |  | No. | Hours | Rate | Total
backhoe, Cat 312C |  |  |  | 1 | 5 | 36.0375 | 180.1876
dump truck, 8 cy |  |  |  | 1 | 5 | 22.2809 | 111.4044
1/2 ton pickup with 4wd |  |  |  | 1 | 5 | 9.1135 | 45.5676
small tools, 2% of labor | [6 empty] | 32.4811
[6 empty] | Subtotal: | 369.6407
Labor |  |  |  | No. | Hours | Rate | Total
operator |  |  |  | 1 | 5 | 58.3827 | 291.9133
teamster |  |  |  | 1 | 5 | 53.9872 | 269.936
laborer |  |  |  | 2 | 5 | 49.3919 | 493.9193
foreman |  |  |  | 1 | 5 | 68.6578 | 343.2889
per diem | 0.5 | day | crew size: | 5 |  | 90 | 225
[6 empty] | Subtotal: | 1624.0575
Material | [6 empty] | Total
Miscellaneous (2% of labor) | [6 empty] | 32.4811
[6 empty] | Subtotal: | 32.4811
|  |  |  | Total Direct Costs (3) = |  |  | 2026.1794
Docket No. RP08-___
Exhibit No. ____(SSC-4.5)
Statement P
Page 37 of 73
Southern Star Central Gas Pipeline, Inc.
Storage Final Abandonment Estimate
I. H. Mainline valve sites (continued)
4. Restore site (1/2 day)
Equipment |  |  |  | No. | Hours | Rate | Total
flatbed truck |  |  |  | 1 | 5 | 22.5552 | 112.776
1/2 ton pickup with 4wd |  |  |  | 1 | 5 | 9.1135 | 45.5676
small tools, 2% of labor | [6 empty] | 26.1824
[6 empty] | Subtotal: | 184.526
Labor |  |  |  | No. | Hours | Rate | Total
teamster |  |  |  | 1 | 5 | 58.3827 | 291.9133
laborer |  |  |  | 2 | 5 | 49.3919 | 493.9193
foreman |  |  |  | 1 | 5 | 68.6578 | 343.2889
per diem | 0.5 | day | crew size: | 4 |  | 90 | 180
[6 empty] | Subtotal: | 1309.1215
Material | [6 empty] | Total
allow $ 500 for backfill, topsoil, seed, fertilizer, straw bales, etc. | [6 empty] | 500
Sales tax @ | 7% | [5 empty] | 35
[6 empty] | Subtotal: | 535
|  |  |  | Total Direct Costs (4) = |  |  | 2028.6476
Summary: Mainline Valve Sites
A. Pipeline contractor costs
1. Remove ROW fence and access work site | [6 empty] | 3436.0523
2. Excavate and remove valves and blowdowns | [6 empty] | 7041.0282
3. Remove gravel and miscellaneous debris | [6 empty] | 2026.1794
4. Restore site | [6 empty] | 2028.6476
|  |  |  | Pipeline contractor direct costs: |  |  | 14531.9074
|  |  |  | 5% Mobilization |  |  | 726.5954
[6 empty] | Subtotal: | 15258.5028
|  |  |  | 15% Contractor overhead: |  |  | 2288.7754
[6 empty] | Subtotal: | 17547.2782
|  |  |  | 10% Contractor profit: |  |  | 1754.7278
|  |  |  | Total pipeline contractor costs: |  |  | 19302.0061
B. Environmental contractor costs (5% of pipeline contractor costs)
This section of estimate reflects work performed by environmental contractor to check for the presence of
hazardous materials. Work involves inspection, sampling, evaluation, and report writing.
965.1003
|  |  |  | Total environmental contractor cost: |  |  | 965.1003
Docket No. RP08-___
Exhibit No. ____(SSC-4.5)
Statement P
Page 38 of 73
Southern Star Central Gas Pipeline, Inc.
Storage Final Abandonment Estimate
I. H. Mainline valve sites (continued)
C. Pipeline company inspection costs
1. Number of days per site | [6 empty] | 2.5
2. Company cost per day | [6 empty] | 500
|  |  |  | Total company inspection cost per site: |  |  | 1250
D. Pipeline company management and overhead costs (15% of A + B + C)
3227.566
|  |  |  | Total management and overhead cost: |  |  | 3227.566
|  |  | Total cost to retire a mainline valve site (A + B + C + D): |  |  |  | 24745
Summary
|  | Storage |  | No. of M/L | Total
|  | Field |  | Valve Sites | Cost
|  | Alden |  | 0 | 0
|  | Colony |  | 1 | 24745
|  | Elk City |  | 1 | 24745
|  | McLouth |  | 5 | 123725
|  | Piqua |  | 0 | 0
|  | Webb |  | 9 | 222705
|  | North Welda |  | 3 | 74235
|  | South Welda |  | 3 | 74235

## Pipeline Drips
Docket No. RP08-___
Exhibit No. ____(SSC-4.5)
Statement P
Page 39 of 73
Southern Star Central Gas Pipeline, Inc.
Storage Final Abandonment Estimate
I. Storage Field Retirement
I. Pipeline Drips
Description of Work:
Detailed cost estimate below reflects work required to retire a typical pipeline drip. Work includes ROW fence
removal, excavation, removal of section of pipeline and drip tank, capping pipelines, excavation of gravel,
and restoration of area. Estimate also includes environmental inspection, pipeline company inspection, and
pipeline company management and overhead.
1. Remove ROW fence and access work site (1/2 day)
Equipment |  |  |  | No. | Hours | Rate | Total
backhoe, Cat 312C |  |  |  | 1 | 5 | 36.0375 | 180.1876
flatbed truck |  |  |  | 1 | 5 | 22.5552 | 112.776
lowboy |  |  |  | 1 | 5 | 50.2615 | 251.3076
3/4 ton pick-up with trailer |  |  |  | 1 | 5 | 21.0312 | 105.156
1/2 ton pickup with 4wd |  |  |  | 1 | 5 | 9.1135 | 45.5676
small tools, 2% of labor | [6 empty] | 52.7126
[6 empty] | Subtotal: | 747.7074
Labor |  |  |  | No. | Hours | Rate | Total
operator |  |  |  | 1 | 5 | 58.3827 | 291.9133
teamster |  |  |  | 2 | 5 | 53.9872 | 539.8719
pipefitter/welder |  |  |  | 1 | 5 | 71.3693 | 356.8464
helper |  |  |  | 1 | 5 | 49.9585 | 249.7924
laborer |  |  |  | 2 | 5 | 49.3919 | 493.9193
foreman |  |  |  | 1 | 5 | 68.6578 | 343.2889
per diem | 0.5 | day | crew size: | 8 |  | 90 | 360
[6 empty] | Subtotal: | 2635.6323
Material | [6 empty] | Total
allow 2% of labor | [6 empty] | 52.7126
[6 empty] | Subtotal: | 52.7126
|  |  |  | Total Direct Costs (1) = |  |  | 3436.0523
2. Excavate and remove section of pipeline and drip tank (1 day)
Equipment |  |  |  | No. | Hours | Rate | Total
backhoe, Cat 312C |  |  |  | 1 | 10 | 36.0375 | 360.3752
crane, Grove 25 ton |  |  |  | 1 | 10 | 53.3806 | 533.8064
flatbed truck |  |  |  | 1 | 10 | 22.5552 | 225.552
3/4 ton pick-up with trailer |  |  |  | 1 | 10 | 21.0312 | 210.312
1/2 ton pickup with 4wd |  |  |  | 1 | 10 | 9.1135 | 91.1352
small tools, 2% of labor | [6 empty] | 108.074
[6 empty] | Subtotal: | 1529.2548
Docket No. RP08-___
Exhibit No. ____(SSC-4.5)
Statement P
Page 40 of 73
Southern Star Central Gas Pipeline, Inc.
Storage Final Abandonment Estimate
I. I. Pipeline drips (continued)
Line Item 2 (continued)
Labor |  |  |  | No. | Hours | Rate | Total
operator |  |  |  | 1 | 10 | 58.3827 | 583.8266
operator (crane) |  |  |  | 1 | 10 | 67.2307 | 672.3068
teamster |  |  |  | 1 | 10 | 53.9872 | 539.8719
pipefitter/welder |  |  |  | 1 | 10 | 71.3693 | 713.6927
helper |  |  |  | 1 | 10 | 49.9585 | 499.5849
laborer |  |  |  | 2 | 10 | 49.3919 | 987.8386
foreman |  |  |  | 1 | 10 | 68.6578 | 686.5778
per diem | 1 | day | crew size: | 8 |  | 90 | 720
[6 empty] | Subtotal: | 5403.6994
Material | [6 empty] | Total
allow 2% of labor | [6 empty] | 108.074
[6 empty] | Subtotal: | 108.074
|  |  |  | Total Direct Costs (2) = |  |  | 7041.0282
3. Remove gravel and miscellaneous debris, grade disturbed area (1/2 day)
Equipment |  |  |  | No. | Hours | Rate | Total
backhoe, Cat 312C |  |  |  | 1 | 5 | 36.0375 | 180.1876
dump truck, 8 cy |  |  |  | 1 | 5 | 22.2809 | 111.4044
1/2 ton pickup with 4wd |  |  |  | 1 | 5 | 9.1135 | 45.5676
small tools, 2% of labor | [6 empty] | 32.4811
[6 empty] | Subtotal: | 369.6407
Labor |  |  |  | No. | Hours | Rate | Total
operator |  |  |  | 1 | 5 | 58.3827 | 291.9133
teamster |  |  |  | 1 | 5 | 53.9872 | 269.936
laborer |  |  |  | 2 | 5 | 49.3919 | 493.9193
foreman |  |  |  | 1 | 5 | 68.6578 | 343.2889
per diem | 0.5 | day | crew size: | 5 |  | 90 | 225
[6 empty] | Subtotal: | 1624.0575
Material | [6 empty] | Total
Miscellaneous (2% of labor) | [6 empty] | 32.4811
[6 empty] | Subtotal: | 32.4811
|  |  |  | Total Direct Costs (3) = |  |  | 2026.1794
Docket No. RP08-___
Exhibit No. ____(SSC-4.5)
Statement P
Page 41 of 73
Southern Star Central Gas Pipeline, Inc.
Storage Final Abandonment Estimate
I. I. Pipeline drips (continued)
4. Restore site (1/2 day)
Equipment |  |  |  | No. | Hours | Rate | Total
flatbed truck |  |  |  | 1 | 5 | 22.5552 | 112.776
1/2 ton pickup with 4wd |  |  |  | 1 | 5 | 9.1135 | 45.5676
small tools, 2% of labor | [6 empty] | 26.1824
[6 empty] | Subtotal: | 184.526
Labor |  |  |  | No. | Hours | Rate | Total
teamster |  |  |  | 1 | 5 | 58.3827 | 291.9133
laborer |  |  |  | 2 | 5 | 49.3919 | 493.9193
foreman |  |  |  | 1 | 5 | 68.6578 | 343.2889
per diem | 0.5 | day | crew size: | 4 |  | 90 | 180
[6 empty] | Subtotal: | 1309.1215
Material | [6 empty] | Total
allow $ 500 for backfill, topsoil, seed, fertilizer, straw bales, etc. | [6 empty] | 500
Sales tax @ | 7% | [5 empty] | 35
[6 empty] | Subtotal: | 535
|  |  |  | Total Direct Costs (4) = |  |  | 2028.6476
Summary: Pipeline Drips
A. Pipeline contractor costs
1. Remove ROW fence and access work site | [6 empty] | 3436.0523
2. Excavate and remove section of pipeline and drip tank | [6 empty] | 7041.0282
3. Remove gravel and miscellaneous debris | [6 empty] | 2026.1794
4. Restore site | [6 empty] | 2028.6476
|  |  |  | Pipeline contractor direct costs: |  |  | 14531.9074
|  |  |  | 5% Mobilization |  |  | 726.5954
[6 empty] | Subtotal: | 15258.5028
|  |  |  | 15% Contractor overhead: |  |  | 2288.7754
[6 empty] | Subtotal: | 17547.2782
|  |  |  | 10% Contractor profit: |  |  | 1754.7278
|  |  |  | Total pipeline contractor costs: |  |  | 19302.0061
B. Environmental contractor costs (5% of pipeline contractor costs)
This section of estimate reflects work performed by environmental contractor to check for the presence of
hazardous materials. Work involves inspection, sampling, evaluation, and report writing.
965.1003
|  |  |  | Total environmental contractor cost: |  |  | 965.1003
Docket No. RP08-___
Exhibit No. ____(SSC-4.5)
Statement P
Page 42 of 73
Southern Star Central Gas Pipeline, Inc.
Storage Final Abandonment Estimate
I. I. Pipeline drips (continued)
C. Pipeline company inspection costs
1. Number of days per site | [6 empty] | 2.5
2. Company cost per day | [6 empty] | 500
|  |  |  | Total company inspection cost per site: |  |  | 1250
D. Pipeline company management and overhead costs (15% of A + B + C)
3227.566
|  |  |  | Total management and overhead cost: |  |  | 3227.566
|  |  | Total cost to retire a pipeline drip (A + B + C + D): |  |  |  | 24745
Summary
|  | Storage |  | No. of P/L | Total
|  | Field |  | Drips | Cost
|  | Alden |  | 0 | 0
|  | Colony |  | 92 | 2276540
|  | Elk City |  | 65 | 1608425
|  | McLouth |  | 166 | 4107670
|  | Piqua |  | 11 | 272195
|  | Webb |  | 4 | 98980
|  | North Welda |  | 4 | 98980
|  | South Welda |  | 5 | 123725

## Cathodic Protection
Docket No. RP08-___
Exhibit No. ____(SSC-4.5)
Statement P
Page 43 of 73
Southern Star Central Gas Pipeline, Inc.
Storage Final Abandonment Estimate
I. Storage Field Retirement
J. Cathodic protection facilities
Description of Work:
Detailed cost estimate below reflects work required to remove cathodic protection test sites and rectifiers.
Work includes removal of test sites and rectifiers and associated electrical equipment. Estimate also includes
environmental inspection, pipeline company inspection, and pipeline company management and overhead.
1. Remove test sites
Equipment |  |  |  | No. | Hours | Rate | Total
1/2 ton pickup with 4wd |  |  |  | 1 | 1 | 9.1135 | 9.1135
small tools, 2% of labor | [6 empty] | 3.8888
[6 empty] | Subtotal: | 13.0024
Labor |  |  |  | No. | Hours | Rate | Total
laborer |  |  |  | 2 | 1 | 49.3919 | 98.7839
foreman |  |  |  | 1 | 1 | 68.6578 | 68.6578
per diem | 0.1 | day | crew size: | 3 |  | 90 | 27
[6 empty] | Subtotal: | 194.4416
Material | [6 empty] | Total
allow 2% of labor | [6 empty] | 3.8888
[6 empty] | Subtotal: | 3.8888
|  |  |  | Total Direct Costs (1) = |  |  | 211.3328
Summary: Test Sites
A. Pipeline contractor costs
|  |  |  | Pipeline contractor direct costs: |  |  | 211.3328
|  |  |  | 5% Mobilization |  |  | 10.5666
[6 empty] | Subtotal: | 221.8995
|  |  |  | 15% Contractor overhead: |  |  | 33.2849
[6 empty] | Subtotal: | 255.1844
|  |  |  | 10% Contractor profit: |  |  | 25.5184
|  |  |  | Total pipeline contractor costs: |  |  | 280.7028
B. Environmental contractor costs (5% of pipeline contractor costs)
This section of estimate reflects work performed by environmental contractor to check for the presence
of hazardous materials. Work involves inspection, sampling, evaluation, and report writing.
14.0351
|  |  |  | Total environmental contractor cost: |  |  | 14.0351
C. Pipeline company inspection costs
1. Number of days per site | [6 empty] | 0.1
2. Company cost per day | [6 empty] | 500
|  |  |  | Total company inspection cost per site: |  |  | 50
Docket No. RP08-___
Exhibit No. ____(SSC-4.5)
Statement P
Page 44 of 73
Southern Star Central Gas Pipeline, Inc.
Storage Final Abandonment Estimate
I. J. Cathodic protection facilities (continued)
D. Pipeline company management and overhead costs (15% of A + B + C)
51.7107
|  |  |  | Total management and overhead cost: |  |  | 51.7107
|  |  | Total cost to remove a C.P. test site (A + B + C + D): |  |  |  | 396
2. Remove rectifiers
Equipment |  |  |  | No. | Hours | Rate | Total
3/4 ton pick-up with trailer |  |  |  | 1 | 5 | 21.0312 | 105.156
1/2 ton pickup with 4wd |  |  |  | 1 | 5 | 9.1135 | 45.5676
small tools, 2% of labor | [6 empty] | 20.8203
[6 empty] | Subtotal: | 171.5439
Labor |  |  |  | No. | Hours | Rate | Total
electrician |  |  |  | 1 | 5 | 66.2032 | 331.0158
helper |  |  |  | 1 | 5 | 46.3422 | 231.7111
foreman |  |  |  | 1 | 5 | 68.6578 | 343.2889
per diem | 0.5 | day | crew size: | 3 |  | 90 | 135
[6 empty] | Subtotal: | 1041.0158
Material | [6 empty] | Total
allow 2% of labor | [6 empty] | 20.8203
[6 empty] | Subtotal: | 20.8203
|  |  |  | Total Direct Costs (1) = |  |  | 1233.3801
Summary: Rectifiers
A. Pipeline contractor costs
|  |  |  | Pipeline contractor direct costs: |  |  | 1233.3801
|  |  |  | 5% Mobilization |  |  | 61.669
[6 empty] | Subtotal: | 1295.0491
|  |  |  | 15% Contractor overhead: |  |  | 194.2574
[6 empty] | Subtotal: | 1489.3064
|  |  |  | 10% Contractor profit: |  |  | 148.9306
|  |  |  | Total pipeline contractor costs: |  |  | 1638.2371
B. Environmental contractor costs (5% of pipeline contractor costs)
This section of estimate reflects work performed by environmental contractor to check for the presence
of hazardous materials. Work involves inspection, sampling, evaluation, and report writing.
81.9119
|  |  |  | Total environmental contractor cost: |  |  | 81.9119
Docket No. RP08-___
Exhibit No. ____(SSC-4.5)
Statement P
Page 45 of 73
Southern Star Central Gas Pipeline, Inc.
Storage Final Abandonment Estimate
I. J. Cathodic protection facilities (continued)
C. Pipeline company inspection costs
1. Number of days per site | [6 empty] | 0.5
2. Company cost per day | [6 empty] | 500
|  |  |  | Total company inspection cost per site: |  |  | 250
D. Pipeline company management and overhead costs (15% of A + B + C)
295.5223
|  |  |  | Total management and overhead cost: |  |  | 295.5223
|  |  | Total cost to remove a C.P. rectifier (A + B + C + D): |  |  |  | 2266
Summary
|  |  |  | No. of C.P. | Total
|  | Storage Field |  | Facilities. | Cost
a. Alden
|  | 1. Test sites |  | 39 | 15444
|  | 2. Rectifiers |  | 0 | 0
b. Colony
|  | 1. Test sites |  | 119 | 47124
|  | 2. Rectifiers |  | 5 | 11330
c. Elk City
|  | 1. Test sites |  | 81 | 32076
|  | 2. Rectifiers |  | 8 | 18128
d. McLouth
|  | 1. Test sites |  | 223 | 88308
|  | 2. Rectifiers |  | 7 | 15862
e. Piqua
|  | 1. Test sites |  | 49 | 19404
|  | 2. Rectifiers |  | 1 | 2266
f. Webb
|  | 1. Test sites |  | 91 | 36036
|  | 2. Rectifiers |  | 9 | 20394
g. North Welda
|  | 1. Test sites |  | 91 | 36036
|  | 2. Rectifiers |  | 2 | 4532
h. South Welda
|  | 1. Test sites |  | 151 | 59796
|  | 2. Rectifiers |  | 6 | 13596

## Pipeline Markers
Docket No. RP08-___
Exhibit No. ____(SSC-4.5)
Statement P
Page 46 of 73
Southern Star Central Gas Pipeline, Inc.
Storage Final Abandonment Estimate
I. Storage Field Retirement
K. Pipeline markers
Description of Work:
Detailed cost estimate below reflects work required to remove a pipeline marker.
1. Remove pipeline marker
Equipment |  |  | No. | Hours | Rate | Total
1/2 ton pickup with 4wd |  |  | 1 | 0.25 | 9.1135 | 2.2784
small tools, 2% of labor | [5 empty] | 0.83721
[5 empty] | Subtotal: | 3.1156
Labor |  |  | No. | Hours | Rate | Total
laborer |  |  | 2 | 0.25 | 49.3919 | 24.696
foreman |  |  | 1 | 0.25 | 68.6578 | 17.1644
[5 empty] | Subtotal: | 41.8604
Material | [5 empty] | Total
allow 2% of labor | [5 empty] | 0.83721
[5 empty] | Subtotal: | 0.83721
|  |  | Total Direct Costs (1) = |  |  | 45.8132
Summary: Pipeline Markers
A. Pipeline contractor costs
|  |  | Pipeline contractor direct costs: |  |  | 45.8132
[5 empty] | Subtotal: | 45.8132
|  |  | 5% Mobilization |  |  | 2.2907
[5 empty] | Subtotal: | 48.1039
|  |  | 15% Contractor overhead: |  |  | 7.2156
[5 empty] | Subtotal: | 55.3194
|  |  | 10% Contractor profit: |  |  | 5.5319
|  |  | Total pipeline contractor costs: |  |  | 60.8514
B. Pipeline company management and overhead costs (15% of A) | [5 empty] | 9.1277
|  |  | Total management and overhead cost: |  |  | 9.1277
|  | Total cost to remove a pipeline marker (A + B): |  |  |  | 70
Docket No. RP08-___
Exhibit No. ____(SSC-4.5)
Statement P
Page 47 of 73
Southern Star Central Gas Pipeline, Inc.
Storage Final Abandonment Estimate
I. K. Pipeline markers (continued)
Summary
| Storage |  | No. of P/L | Total
| Field |  | Markers | Cost
| Alden |  | 164 | 11480
| Colony |  | 98 | 6860
| Elk City |  | 173 | 12110
| McLouth |  | 346 | 24220
| Piqua |  | 37 | 2590
| Webb |  | 117 | 8190
| North Welda |  | 77 | 5390
| South Welda |  | 145 | 10150

## Medium M&R
Docket No. RP08-___
Exhibit No. ____(SSC-4.5)
Statement P
Page 48 of 73
Southern Star Central Gas Pipeline, Inc.
Storage Final Abandonment Estimate
I. Storage Field Retirement
L. Medium M&R stations
Description of Work:
Detailed cost estimate below reflects work required to retire a typical medium M&R station. Work includes
ROW fence removal, excavation, removal of valves, blowdowns, meter runs and regulators, removal of meter
and control building(s), capping pipelines, excavation of gravel, and restoration of area. Estimate also includes
environmental inspection, pipeline company inspection, and pipeline company management and overhead.
1. Remove ROW fence and access work site (1 day)
Equipment |  |  |  | No. | Hours | Rate | Total
backhoe, Cat 320C |  |  |  | 1 | 10 | 44.9682 | 449.6816
flatbed truck |  |  |  | 1 | 10 | 22.5552 | 225.552
lowboy |  |  |  | 1 | 10 | 50.2615 | 502.6152
3/4 ton pick-up with trailer |  |  |  | 1 | 10 | 21.0312 | 210.312
1/2 ton pickup with 4wd |  |  |  | 2 | 10 | 9.1135 | 182.2704
small tools, 2% of labor | [6 empty] | 128.7821
[6 empty] | Subtotal: | 1699.2133
Labor |  |  |  | No. | Hours | Rate | Total
operator |  |  |  | 1 | 10 | 58.3827 | 583.8266
teamster |  |  |  | 2 | 10 | 53.9872 | 1079.7439
pipefitter/welder |  |  |  | 1 | 10 | 71.3693 | 713.6927
helper |  |  |  | 1 | 10 | 49.9585 | 499.5849
laborer |  |  |  | 4 | 10 | 49.3919 | 1975.6772
foreman |  |  |  | 1 | 10 | 68.6578 | 686.5778
per diem | 1 | day | crew size: | 10 |  | 90 | 900
[6 empty] | Subtotal: | 6439.1031
Material | [6 empty] | Total
allow 2% of labor | [6 empty] | 128.7821
[6 empty] | Subtotal: | 128.7821
|  |  |  | Total Direct Costs (1) = |  |  | 8267.0985
2. Excavate, remove valves, blowdowns and meter runs, cap pipe ends, demolish control bldgs (10 days)
Equipment |  |  |  | No. | Hours | Rate | Total
backhoe, Cat 320C w hammer |  |  |  | 1 | 100 | 67.0052 | 6700.52
hydrocrane, Grove 25 ton |  |  |  | 1 | 100 | 53.3806 | 5338.064
flatbed truck |  |  |  | 1 | 100 | 22.5552 | 2255.52
3/4 ton pick-up with trailer |  |  |  | 2 | 100 | 21.0312 | 4206.24
1/2 ton pickup with 4wd |  |  |  | 2 | 100 | 9.1135 | 1822.704
small tools, 2% of labor | [6 empty] | 1592.9631
[6 empty] | Subtotal: | 21916.0111
Docket No. RP08-___
Exhibit No. ____(SSC-4.5)
Statement P
Page 49 of 73
Southern Star Central Gas Pipeline, Inc.
Storage Final Abandonment Estimate
I. L. Medium M&R stations (continued)
Line Item 2 (continued)
Labor |  |  |  | No. | Hours | Rate | Total
operator |  |  |  | 1 | 100 | 58.3827 | 5838.2661
operator (hydrocrane) |  |  |  | 1 | 100 | 67.2307 | 6723.0681
teamster |  |  |  | 1 | 100 | 53.9872 | 5398.7193
pipefitter/welder |  |  |  | 2 | 100 | 71.3693 | 14273.8542
helper |  |  |  | 2 | 100 | 49.9585 | 9991.6979
laborer |  |  |  | 4 | 100 | 49.3919 | 19756.7724
foreman |  |  |  | 1 | 100 | 68.6578 | 6865.7781
per diem | 10 | days | crew size: | 12 |  | 90 | 10800
[6 empty] | Subtotal: | 79648.1561
Material | [6 empty] | Total
allow 2% of labor | [6 empty] | 1592.9631
[6 empty] | Subtotal: | 1592.9631
|  |  |  | Total Direct Costs (2) = |  |  | 103157.1304
3. Remove gravel and miscellaneous debris (2 days)
Equipment |  |  |  | No. | Hours | Rate | Total
track loader, Cat 953C |  |  |  | 1 | 20 | 51.6128 | 1032.256
dump truck 14 cy |  |  |  | 3 | 20 | 23.3985 | 1403.9088
1/2 ton pickup with 4wd |  |  |  | 2 | 20 | 9.1135 | 364.5408
small tools, 2% of labor | [6 empty] | 227.0279
[6 empty] | Subtotal: | 3027.7335
Labor |  |  |  | No. | Hours | Rate | Total
operator |  |  |  | 1 | 20 | 58.3827 | 1167.6532
teamster |  |  |  | 3 | 20 | 53.9872 | 3239.2316
laborer |  |  |  | 4 | 20 | 49.3919 | 3951.3545
foreman |  |  |  | 1 | 20 | 68.6578 | 1373.1556
per diem | 2 | days | crew size: | 9 |  | 90 | 1620
[6 empty] | Subtotal: | 11351.3949
Material | [6 empty] | Total
Miscellaneous (2% of labor) | [6 empty] | 227.0279
[6 empty] | Subtotal: | 227.0279
|  |  |  | Total Direct Costs (3) = |  |  | 14606.1563
Docket No. RP08-___
Exhibit No. ____(SSC-4.5)
Statement P
Page 50 of 73
Southern Star Central Gas Pipeline, Inc.
Storage Final Abandonment Estimate
I. L. Medium M&R stations (continued)
4. Restore site (2 days)
Equipment |  |  |  | No. | Hours | Rate | Total
track loader, Cat 953C |  |  |  | 1 | 20 | 51.6128 | 1032.256
flatbed truck |  |  |  | 1 | 20 | 22.5552 | 451.104
1/2 ton pickup with 4wd |  |  |  | 2 | 20 | 9.1135 | 364.5408
small tools, 2% of labor | [6 empty] | 176.6381
[6 empty] | Subtotal: | 2024.5389
Labor |  |  |  | No. | Hours | Rate | Total
operator |  |  |  | 1 | 20 | 58.3827 | 1167.6532
teamster |  |  |  | 1 | 20 | 53.9872 | 1079.7439
laborer |  |  |  | 4 | 20 | 49.3919 | 3951.3545
foreman |  |  |  | 1 | 20 | 68.6578 | 1373.1556
per diem | 2 | days | crew size: | 7 |  | 90 | 1260
[6 empty] | Subtotal: | 8831.9072
Material | [6 empty] | Total
allow $ 10,000 for topsoil, seed, fertilizer, straw bales, etc. | [6 empty] | 10000
Sales tax @ | 7% | [5 empty] | 700
[6 empty] | Subtotal: | 10700
|  |  |  | Total Direct Costs (4) = |  |  | 21556.4461
Summary: Medium M&R Stations
A. Pipeline contractor costs
1. Remove ROW fence and access work site | [6 empty] | 8267.0985
2. Excavate, remove valves, blowdowns, and meter runs, cap pipe ends | [6 empty] | 103157.1304
3. Remove gravel and miscellaneous debris | [6 empty] | 14606.1563
4. Restore site | [6 empty] | 21556.4461
|  |  |  | Pipeline contractor direct costs: |  |  | 147586.8313
|  |  |  | 5% Mobilization |  |  | 7379.3416
[6 empty] | Subtotal: | 154966.1728
|  |  |  | 15% Contractor overhead: |  |  | 23244.9259
[6 empty] | Subtotal: | 178211.0987
|  |  |  | 10% Contractor profit: |  |  | 17821.1099
|  |  |  | Total pipeline contractor costs: |  |  | 196032.2086
B. Environmental contractor costs (5% of pipeline contractor costs)
This section of estimate reflects work performed by environmental contractor to check for the presence
of hazardous materials. Work involves inspection, sampling, evaluation, and report writing.
9801.6104
|  |  |  | Total environmental contractor cost: |  |  | 9801.6104
Docket No. RP08-___
Exhibit No. ____(SSC-4.5)
Statement P
Page 51 of 73
Southern Star Central Gas Pipeline, Inc.
Storage Final Abandonment Estimate
I. L. Medium M&R stations (continued)
C. Pipeline company inspection costs
1. Number of days per site | [6 empty] | 15
2. Company cost per day | [6 empty] | 500
|  |  |  | Total company inspection cost per site: |  |  | 7500
D. Pipeline company management and overhead costs (15% of A + B + C)
32000.0729
|  |  |  | Total management and overhead cost: |  |  | 32000.0729
|  | Total cost to retire a medium M&R station (A + B + C + D): |  |  |  |  | 245334
Summary
|  | Storage |  | No. of | Total
|  | Field |  | Stations | Cost
|  | Alden |  | 1 | 245334
|  | Colony |  | 1 | 245334
|  | Elk City |  | 1 | 245334
|  | McLouth |  | 1 | 245334
|  | Piqua |  | 1 | 245334
|  | Webb |  | 1 | 245334
|  | North Welda |  | 1 | 245334
|  | South Welda |  | 1 | 245334

## Large Comp
Docket No. RP08-___
Exhibit No. ____(SSC-4.5)
Statement P
Page 52 of 73
Southern Star Central Gas Pipeline, Inc.
Storage Final Abandonment Estimate
I. Storage Field Retirement
M. Compressor station
1. Large
Description of Work:
Detailed cost estimate below reflects work required to retire a typical large compressor station. Work
includes removal of fence and miscellaneous material, valves, blowdowns, piping, equipment, and buildings;
excavation of concrete foundations and gravel; and site restoration. Estimate also includes environmental
inspection, pipeline company inspection, and pipeline company management and overhead.
1. Remove fence and miscellaneous material and access work site (2 days)
Equipment |  |  |  | No. | Hours | Rate | Total
backhoe, Cat 320C |  |  |  | 2 | 20 | 44.9682 | 1798.7264
flatbed truck |  |  |  | 2 | 20 | 22.5552 | 902.208
lowboy |  |  |  | 2 | 20 | 50.2615 | 2010.4608
3/4 ton pick-up with trailer |  |  |  | 2 | 20 | 21.0312 | 841.248
1/2 ton pickup with 4wd |  |  |  | 4 | 20 | 9.1135 | 729.0816
small tools, 2% of labor | [6 empty] | 515.1283
[6 empty] | Subtotal: | 6796.8531
Labor |  |  |  | No. | Hours | Rate | Total
operator |  |  |  | 2 | 20 | 58.3827 | 2335.3064
teamster |  |  |  | 4 | 20 | 53.9872 | 4318.9754
pipefitter/welder |  |  |  | 2 | 20 | 71.3693 | 2854.7708
helper |  |  |  | 2 | 20 | 49.9585 | 1998.3396
laborer |  |  |  | 8 | 20 | 49.3919 | 7902.709
foreman |  |  |  | 2 | 20 | 68.6578 | 2746.3112
per diem | 2 | days | crew size: | 20 |  | 90 | 3600
[6 empty] | Subtotal: | 25756.4125
Material | [6 empty] | Total
allow 2% of labor | [6 empty] | 515.1283
[6 empty] | Subtotal: | 515.1283
|  |  |  | Total Direct Costs (1) = |  |  | 33068.3938
2. Excavate, remove valves, blowdowns, and yard piping (10 days)
Equipment |  |  |  | No. | Hours | Rate | Total
backhoe, Cat 320C |  |  |  | 4 | 100 | 44.9682 | 17987.264
hydrocrane, Grove 30 ton |  |  |  | 4 | 100 | 60.8178 | 24327.104
flatbed truck |  |  |  | 4 | 100 | 22.5552 | 9022.08
3/4 ton pick-up with trailer |  |  |  | 4 | 100 | 21.0312 | 8412.48
1/2 ton pickup with 4wd |  |  |  | 4 | 100 | 9.1135 | 3645.408
small tools, 2% of labor | [6 empty] | 3857.0128
[6 empty] | Subtotal: | 67251.3488
Docket No. RP08-___
Exhibit No. ____(SSC-4.5)
Statement P
Page 53 of 73
Southern Star Central Gas Pipeline, Inc.
Storage Final Abandonment Estimate
I. M. 1. Large compressor stations (continued)
Line Item 2 (continued)
Labor |  |  |  | No. | Hours | Rate | Total
operator (backhoe) |  |  |  | 4 | 100 | 58.3827 | 23353.0644
operator (hydrocrane) |  |  |  | 4 | 100 | 67.2307 | 26892.2724
teamster |  |  |  | 4 | 100 | 53.9872 | 21594.8772
pipefitter/welder |  |  |  | 4 | 100 | 71.3693 | 28547.7084
helper |  |  |  | 4 | 100 | 49.9585 | 19983.3959
laborer |  |  |  | 8 | 100 | 49.3919 | 39513.5448
foreman |  |  |  | 1 | 100 | 68.6578 | 6865.7781
per diem | 10 | days | crew size: | 29 |  | 90 | 26100
[6 empty] | Subtotal: | 192850.6412
Material | [6 empty] | Total
allow 2% of labor | [6 empty] | 3857.0128
[6 empty] | Subtotal: | 3857.0128
|  |  |  | Total Direct Costs (2) = |  |  | 263959.0028
3. Remove station equipment (15 days)
Equipment |  |  |  | No. | Hours | Rate | Total
hydrocrane, Grove 30 ton |  |  |  | 4 | 150 | 60.8178 | 36490.656
flatbed truck |  |  |  | 4 | 150 | 22.5552 | 13533.12
3/4 ton pick-up with trailer |  |  |  | 8 | 150 | 21.0312 | 25237.44
1/2 ton pickup with 4wd |  |  |  | 8 | 150 | 9.1135 | 10936.224
small tools, 2% of labor | [6 empty] | 8050.2668
[6 empty] | Subtotal: | 94247.7068
Labor |  |  |  | No. | Hours | Rate | Total
operator (crane) |  |  |  | 4 | 150 | 67.2307 | 40338.4086
teamster |  |  |  | 4 | 150 | 53.9872 | 32392.3158
pipefitter/welder |  |  |  | 8 | 150 | 71.3693 | 85643.1252
helper |  |  |  | 8 | 150 | 49.9585 | 59950.1876
laborer |  |  |  | 16 | 150 | 49.3919 | 118540.6344
foreman |  |  |  | 1 | 150 | 68.6578 | 10298.6671
per diem | 15 | days | crew size: | 41 |  | 90 | 55350
[6 empty] | Subtotal: | 402513.3388
Material | [6 empty] | Total
allow 2% of labor | [6 empty] | 8050.2668
[6 empty] | Subtotal: | 8050.2668
|  |  |  | Total Direct Costs (3) = |  |  | 504811.3123
Docket No. RP08-___
Exhibit No. ____(SSC-4.5)
Statement P
Page 54 of 73
Southern Star Central Gas Pipeline, Inc.
Storage Final Abandonment Estimate
I. M. 1. Large compressor stations (continued)
4. Remove station buildings (10 days)
Equipment |  |  |  | No. | Hours | Rate | Total
backhoe, Cat 320CL w grapple |  |  |  | 2 | 100 | 60.7873 | 12157.456
backhoe, Cat 320CL w shears |  |  |  | 2 | 100 | 79.7763 | 15955.264
backhoe, Cat 320C w hammer |  |  |  | 2 | 100 | 67.0052 | 13401.04
hydrocrane, 30 ton |  |  |  | 4 | 100 | 60.8178 | 24327.104
flatbed truck |  |  |  | 4 | 100 | 22.5552 | 9022.08
lowboy |  |  |  | 2 | 100 | 50.2615 | 10052.304
3/4 ton pick-up with trailer |  |  |  | 8 | 100 | 21.0312 | 16824.96
1/2 ton pickup with 4wd |  |  |  | 8 | 100 | 9.1135 | 7290.816
small tools, 2% of labor | [6 empty] | 6427.3852
[6 empty] | Subtotal: | 115458.4092
Labor |  |  |  | No. | Hours | Rate | Total
operator |  |  |  | 6 | 100 | 58.3827 | 35029.5966
operator (hydrocrane) |  |  |  | 4 | 100 | 67.2307 | 26892.2724
teamster |  |  |  | 6 | 100 | 53.9872 | 32392.3158
pipefitter/welder |  |  |  | 8 | 100 | 71.3693 | 57095.4168
helper |  |  |  | 8 | 100 | 49.9585 | 39966.7918
laborer |  |  |  | 16 | 100 | 49.3919 | 79027.0896
foreman |  |  |  | 1 | 100 | 68.6578 | 6865.7781
per diem | 10 | days | crew size: | 49 |  | 90 | 44100
[6 empty] | Subtotal: | 321369.2611
Material | [6 empty] | Total
allow 2% of labor | [6 empty] | 6427.3852
[6 empty] | Subtotal: | 6427.3852
|  |  |  | Total Direct Costs (4) = |  |  | 443255.0555
5. Demolish concrete foundations and compressor blocks to 3-ft below ground surface (15 days)
Equipment |  |  |  | No. | Hours | Rate | Total
backhoe, Cat 320C w hammer |  |  |  | 8 | 150 | 67.0052 | 80406.24
backhoe, Cat 320C |  |  |  | 2 | 150 | 44.9682 | 13490.448
dump truck 14 cy |  |  |  | 4 | 150 | 23.3985 | 14039.088
3/4 ton pick-up with trailer |  |  |  | 8 | 150 | 21.0312 | 25237.44
1/2 ton pickup with 4wd |  |  |  | 4 | 150 | 9.1135 | 5468.112
small tools, 2% of labor | [6 empty] | 7755.5721
[6 empty] | Subtotal: | 146396.9001
Docket No. RP08-___
Exhibit No. ____(SSC-4.5)
Statement P
Page 55 of 73
Southern Star Central Gas Pipeline, Inc.
Storage Final Abandonment Estimate
I. M. 1. Large compressor stations (continued)
Line Item 5 (continued)
Labor |  |  |  | No. | Hours | Rate | Total
operator |  |  |  | 10 | 150 | 58.3827 | 87573.9915
teamster |  |  |  | 4 | 150 | 53.9872 | 32392.3158
pipefitter/welder |  |  |  | 8 | 150 | 71.3693 | 85643.1252
helper |  |  |  | 8 | 150 | 49.9585 | 59950.1876
laborer |  |  |  | 8 | 150 | 49.3919 | 59270.3172
foreman |  |  |  | 1 | 150 | 68.6578 | 10298.6671
per diem | 15 | days | crew size: | 39 |  | 90 | 52650
[6 empty] | Subtotal: | 387778.6045
Material | [6 empty] | Total
Miscellaneous (2% of labor) | [6 empty] | 7755.5721
[6 empty] | Subtotal: | 7755.5721
|  |  |  | Total Direct Costs (5) = |  |  | 541931.0767
6. Restore site (5 days)
Equipment |  |  |  | No. | Hours | Rate | Total
track loader, Cat 953C |  |  |  | 2 | 50 | 51.6128 | 5161.28
flatbed truck |  |  |  | 2 | 50 | 22.5552 | 2255.52
1/2 ton pickup with 4wd |  |  |  | 4 | 50 | 9.1135 | 1822.704
small tools, 2% of labor | [6 empty] | 805.5329
[6 empty] | Subtotal: | 10045.0369
Labor |  |  |  | No. | Hours | Rate | Total
operator |  |  |  | 2 | 50 | 58.3827 | 5838.2661
teamster |  |  |  | 2 | 50 | 53.9872 | 5398.7193
laborer |  |  |  | 8 | 50 | 49.3919 | 19756.7724
foreman |  |  |  | 1 | 50 | 68.6578 | 3432.8891
per diem | 5 | days | crew size: | 13 |  | 90 | 5850
[6 empty] | Subtotal: | 40276.6468
Material | [6 empty] | Total
allow $ 20000 for backfill, topsoil, seed, fertilizer, straw bales, etc. | [6 empty] | 20000
Sales tax @ | 7% | [5 empty] | 1400
[6 empty] | Subtotal: | 21400
|  |  |  | Total Direct Costs (6) = |  |  | 71721.6838
Docket No. RP08-___
Exhibit No. ____(SSC-4.5)
Statement P
Page 56 of 73
Southern Star Central Gas Pipeline, Inc.
Storage Final Abandonment Estimate
I. M. 1. Large compressor stations (continued)
Summary: Large Compressor Stations
A. Pipeline contractor costs
1. Remove fence and miscellaneous material and access work site | [6 empty] | 33068.3938
2. Excavate, remove valves, blowdowns, and yard piping | [6 empty] | 263959.0028
3. Remove station equipment | [6 empty] | 504811.3123
4. Remove station buildings | [6 empty] | 443255.0555
5. Demolish concrete foundation and compressor blocks to 3-ft below ground surface | [6 empty] | 541931.0767
6. Restore site | [6 empty] | 71721.6838
|  |  |  | Pipeline contractor direct costs: |  |  | 1858746.5249
|  |  |  | 5% Mobilization |  |  | 92937.3262
[6 empty] | Subtotal: | 1951683.8512
|  |  |  | 15% Contractor overhead: |  |  | 292752.5777
[6 empty] | Subtotal: | 2244436.4289
|  |  |  | 10% Contractor profit: |  |  | 224443.6429
|  |  |  | Total pipeline contractor costs: |  |  | 2468880.0717
B. Environmental contractor costs (5% of pipeline contractor costs)
This section reflects work performed by environmental contractor to monitor work and check
for presence of hazardous materials. Work involves inspection, sampling, evaluation, and report
writing. | [6 empty] | 123444.0036
|  |  |  | Total environmental contractor costs: |  |  | 123444.0036
C. Pipeline company inspection costs
1. Number of days per site | [6 empty] | 57
2. Company cost per day | [6 empty] | 1000
|  | Total company inspection cost per site: |  |  |  |  | 57000
D. Pipeline company management and overhead costs (15% of A + B + C)
397398.6113
|  |  |  | Total management and overhead cost: |  |  | 397398.6113
| Total cost to retire a typical large compressor station (A + B + C + D): | [5 empty] | 3046722.6866
Storage Compressor Station (Large)
Estimated
| Name of | Location by | Station | No. of | Station | Retirement
| Station | State | No. | Units | HP | Cost
1 | North Welda | Kansas | 411 | 9 | 24897 | 3046722.6866

## Very Small Comp
Docket No. RP08-___
Exhibit No. ____(SSC-4.5)
Statement P
Page 57 of 73
Southern Star Central Gas Pipeline, Inc.
Storage Final Abandonment Estimate
I. Storage Field Retirement
M. Compressor stations
2. Very small
Description of Work:
Detailed cost estimate below reflects work required to retire a typical very small compressor station. Work
includes removal of fence and miscellaneous material, valves, blowdowns, piping, equipment, and buildings;
excavation of concrete foundations and gravel; and site restoration. Estimate also includes environmental
inspection, pipeline company inspection, and pipeline company management and overhead.
1. Remove fence and miscellaneous material and access work site (1 days)
Equipment |  |  |  | No. | Hours | Rate | Total
backhoe, Cat 320C |  |  |  | 1 | 10 | 44.9682 | 449.6816
flatbed truck |  |  |  | 1 | 10 | 22.5552 | 225.552
lowboy |  |  |  | 1 | 10 | 50.2615 | 502.6152
3/4 ton pick-up with trailer |  |  |  | 1 | 10 | 21.0312 | 210.312
1/2 ton pickup with 4wd |  |  |  | 2 | 10 | 9.1135 | 182.2704
small tools, 2% of labor | [6 empty] | 128.7821
[6 empty] | Subtotal: | 1699.2133
Labor |  |  |  | No. | Hours | Rate | Total
operator |  |  |  | 1 | 10 | 58.3827 | 583.8266
teamster |  |  |  | 2 | 10 | 53.9872 | 1079.7439
pipefitter/welder |  |  |  | 1 | 10 | 71.3693 | 713.6927
helper |  |  |  | 1 | 10 | 49.9585 | 499.5849
laborer |  |  |  | 4 | 10 | 49.3919 | 1975.6772
foreman |  |  |  | 1 | 10 | 68.6578 | 686.5778
per diem | 1 | day | crew size: | 10 |  | 90 | 900
[6 empty] | Subtotal: | 6439.1031
Material | [6 empty] | Total
allow 2% of labor | [6 empty] | 128.7821
[6 empty] | Subtotal: | 128.7821
|  |  |  | Total Direct Costs (1) = |  |  | 8267.0985
2. Excavate, remove valves, blowdowns, and yard piping (5 days)
Equipment |  |  |  | No. | Hours | Rate | Total
backhoe, Cat 320C |  |  |  | 1 | 50 | 44.9682 | 2248.408
hydrocrane, Grove 30 ton |  |  |  | 1 | 50 | 60.8178 | 3040.888
flatbed truck |  |  |  | 1 | 50 | 22.5552 | 1127.76
3/4 ton pick-up with trailer |  |  |  | 1 | 50 | 21.0312 | 1051.56
1/2 ton pickup with 4wd |  |  |  | 1 | 50 | 9.1135 | 455.676
small tools, 2% of labor | [6 empty] | 540.3699
[6 empty] | Subtotal: | 8464.6619
Docket No. RP08-___
Exhibit No. ____(SSC-4.5)
Statement P
Page 58 of 73
Southern Star Central Gas Pipeline, Inc.
Storage Final Abandonment Estimate
I. M. 2. Very small compressor stations (continued)
Line Item 2 (continued)
Labor |  |  |  | No. | Hours | Rate | Total
operator (backhoe) |  |  |  | 1 | 50 | 58.3827 | 2919.133
operator (hydrocrane) |  |  |  | 1 | 50 | 67.2307 | 3361.5341
teamster |  |  |  | 1 | 50 | 53.9872 | 2699.3596
pipefitter/welder |  |  |  | 1 | 50 | 71.3693 | 3568.4635
helper |  |  |  | 1 | 50 | 49.9585 | 2497.9245
laborer |  |  |  | 2 | 50 | 49.3919 | 4939.1931
foreman |  |  |  | 1 | 50 | 68.6578 | 3432.8891
per diem | 5 | days | crew size: | 8 |  | 90 | 3600
[6 empty] | Subtotal: | 27018.4969
Material | [6 empty] | Total
allow 2% of labor | [6 empty] | 540.3699
[6 empty] | Subtotal: | 540.3699
|  |  |  | Total Direct Costs (2) = |  |  | 36023.5288
3. Remove station equipment (5 days)
Equipment |  |  |  | No. | Hours | Rate | Total
hydrocrane, Grove 30 ton |  |  |  | 1 | 50 | 60.8178 | 3040.888
flatbed truck |  |  |  | 1 | 50 | 22.5552 | 1127.76
3/4 ton pick-up with trailer |  |  |  | 2 | 50 | 21.0312 | 2103.12
1/2 ton pickup with 4wd |  |  |  | 2 | 50 | 9.1135 | 911.352
small tools, 2% of labor | [6 empty] | 729.0989
[6 empty] | Subtotal: | 7912.2189
Labor |  |  |  | No. | Hours | Rate | Total
operator (crane) |  |  |  | 1 | 50 | 67.2307 | 3361.5341
teamster |  |  |  | 1 | 50 | 53.9872 | 2699.3596
pipefitter/welder |  |  |  | 2 | 50 | 71.3693 | 7136.9271
helper |  |  |  | 2 | 50 | 49.9585 | 4995.849
laborer |  |  |  | 4 | 50 | 49.3919 | 9878.3862
foreman |  |  |  | 1 | 50 | 68.6578 | 3432.8891
per diem | 5 | days | crew size: | 11 |  | 90 | 4950
[6 empty] | Subtotal: | 36454.945
Material | [6 empty] | Total
allow 2% of labor | [6 empty] | 729.0989
[6 empty] | Subtotal: | 729.0989
|  |  |  | Total Direct Costs (3) = |  |  | 45096.2628
Docket No. RP08-___
Exhibit No. ____(SSC-4.5)
Statement P
Page 59 of 73
Southern Star Central Gas Pipeline, Inc.
Storage Final Abandonment Estimate
I. M. 2. Very small compressor stations (continued)
4. Remove station buildings (5 days)
Equipment |  |  |  | No. | Hours | Rate | Total
backhoe, Cat 320CL w grapple |  |  |  | 1 | 50 | 60.7873 | 3039.364
backhoe, Cat 320CL w shears |  |  |  | 1 | 50 | 79.7763 | 3988.816
hydrocrane, 30 ton |  |  |  | 1 | 50 | 60.8178 | 3040.888
flatbed truck |  |  |  | 2 | 50 | 22.5552 | 2255.52
lowboy |  |  |  | 1 | 50 | 50.2615 | 2513.076
3/4 ton pick-up with trailer |  |  |  | 4 | 50 | 21.0312 | 4206.24
1/2 ton pickup with 4wd |  |  |  | 4 | 50 | 9.1135 | 1822.704
small tools, 2% of labor | [6 empty] | 1502.0619
[6 empty] | Subtotal: | 22368.6699
Labor |  |  |  | No. | Hours | Rate | Total
operator |  |  |  | 2 | 50 | 58.3827 | 5838.2661
operator (hydrocrane) |  |  |  | 1 | 50 | 67.2307 | 3361.5341
teamster |  |  |  | 3 | 50 | 53.9872 | 8098.079
pipefitter/welder |  |  |  | 4 | 50 | 71.3693 | 14273.8542
helper |  |  |  | 4 | 50 | 49.9585 | 9991.6979
laborer |  |  |  | 8 | 50 | 49.3919 | 19756.7724
foreman |  |  |  | 1 | 50 | 68.6578 | 3432.8891
per diem | 5 | days | crew size: | 23 |  | 90 | 10350
[6 empty] | Subtotal: | 75103.0927
Material | [6 empty] | Total
allow 2% of labor | [6 empty] | 1502.0619
[6 empty] | Subtotal: | 1502.0619
|  |  |  | Total Direct Costs (4) = |  |  | 98973.8244
5. Demolish concrete foundations and compressor blocks to 3-ft below ground surface (10 days)
Equipment |  |  |  | No. | Hours | Rate | Total
backhoe, Cat 320C w hammer |  |  |  | 2 | 100 | 67.0052 | 13401.04
backhoe, Cat 320C |  |  |  | 1 | 100 | 44.9682 | 4496.816
dump truck 14 cy |  |  |  | 1 | 100 | 23.3985 | 2339.848
3/4 ton pick-up with trailer |  |  |  | 2 | 100 | 21.0312 | 4206.24
1/2 ton pickup with 4wd |  |  |  | 1 | 100 | 9.1135 | 911.352
small tools, 2% of labor | [6 empty] | 1476.4647
[6 empty] | Subtotal: | 26831.7607
Docket No. RP08-___
Exhibit No. ____(SSC-4.5)
Statement P
Page 60 of 73
Southern Star Central Gas Pipeline, Inc.
Storage Final Abandonment Estimate
I. M. 2. Very small compressor stations (continued)
Line Item 5 (continued)
Labor |  |  |  | No. | Hours | Rate | Total
operator |  |  |  | 3 | 100 | 58.3827 | 17514.7983
teamster |  |  |  | 1 | 100 | 53.9872 | 5398.7193
pipefitter/welder |  |  |  | 2 | 100 | 71.3693 | 14273.8542
helper |  |  |  | 2 | 100 | 49.9585 | 9991.6979
laborer |  |  |  | 2 | 100 | 49.3919 | 9878.3862
foreman |  |  |  | 1 | 100 | 68.6578 | 6865.7781
per diem | 10 | days | crew size: | 11 |  | 90 | 9900
[6 empty] | Subtotal: | 73823.234
Material | [6 empty] | Total
Miscellaneous (2% of labor) | [6 empty] | 1476.4647
[6 empty] | Subtotal: | 1476.4647
|  |  |  | Total Direct Costs (5) = |  |  | 102131.4594
6. Restore site (5 days)
Equipment |  |  |  | No. | Hours | Rate | Total
track loader, Cat 953C |  |  |  | 1 | 50 | 51.6128 | 2580.64
flatbed truck |  |  |  | 1 | 50 | 22.5552 | 1127.76
1/2 ton pickup with 4wd |  |  |  | 2 | 50 | 9.1135 | 911.352
small tools, 2% of labor | [6 empty] | 441.5954
[6 empty] | Subtotal: | 5061.3474
Labor |  |  |  | No. | Hours | Rate | Total
operator |  |  |  | 1 | 50 | 58.3827 | 2919.133
teamster |  |  |  | 1 | 50 | 53.9872 | 2699.3596
laborer |  |  |  | 4 | 50 | 49.3919 | 9878.3862
foreman |  |  |  | 1 | 50 | 68.6578 | 3432.8891
per diem | 5 | days | crew size: | 7 |  | 90 | 3150
[6 empty] | Subtotal: | 22079.768
Material | [6 empty] | Total
allow $ 5000 for backfill, topsoil, seed, fertilizer, straw bales, etc. | [6 empty] | 5000
Sales tax @ | 7% | [5 empty] | 350
[6 empty] | Subtotal: | 5350
|  |  |  | Total Direct Costs (6) = |  |  | 32491.1153
Docket No. RP08-___
Exhibit No. ____(SSC-4.5)
Statement P
Page 61 of 73
Southern Star Central Gas Pipeline, Inc.
Storage Final Abandonment Estimate
I. M. 2. Very small compressor stations (continued)
Summary: Very Small Compressor Station
A. Pipeline contractor costs
1. Remove fence and miscellaneous material and access work site | [6 empty] | 8267.0985
2. Excavate, remove valves, blowdowns, and yard piping | [6 empty] | 36023.5288
3. Remove station equipment | [6 empty] | 45096.2628
4. Remove station buildings | [6 empty] | 98973.8244
5. Demolish concrete foundation and compressor blocks to 3-ft below ground surface | [6 empty] | 102131.4594
6. Restore site | [6 empty] | 32491.1153
|  |  |  | Pipeline contractor direct costs: |  |  | 322983.2892
|  |  |  | 5% Mobilization |  |  | 16149.1645
[6 empty] | Subtotal: | 339132.4537
|  |  |  | 15% Contractor overhead: |  |  | 50869.868
[6 empty] | Subtotal: | 390002.3217
|  |  |  | 10% Contractor profit: |  |  | 39000.2322
|  |  |  | Total pipeline contractor costs: |  |  | 429002.5539
B. Environmental contractor costs (5% of pipeline contractor costs)
This section reflects work performed by environmental contractor to monitor work and check
for presence of hazardous materials. Work involves inspection, sampling, evaluation, and report
writing. | [6 empty] | 21450.1277
|  |  |  | Total environmental contractor costs: |  |  | 21450.1277
C. Pipeline company inspection costs
1. Number of days per site | [6 empty] | 31
2. Company cost per day | [6 empty] | 1000
|  | Total company inspection cost per site: |  |  |  |  | 31000
D. Pipeline company management and overhead costs (15% of A + B + C)
72217.9022
|  |  |  | Total management and overhead cost: |  |  | 72217.9022
| Total cost to retire a typical very small compressor station (A + B + C + D): | [5 empty] | 553670.5838
Storage Compressor Stations (Very Small)
| Name of | Location by | Station | No. of | Station | Retirement
| Station | State | No. | Units | HP | Cost
| Lyons | Kansas | 431 | 1 | 2400 | 553670.5838
| Webb | Oklahoma | 432 | 1 | 2400 | 553670.5838
| South Welda | Kansas | 412 | 1 | 310 | 553670.5838
Note: Lyons station is associated with Alden storage field.

## Salvage Equip
Docket No. RP08-___
Exhibit No. ____(SSC-4.5)
Statement P
Page 62 of 73
Southern Star Central Gas Pipeline, Inc.
Storage Final Abandonment Estimate
II. Salvage
A. Equipment
Compressor stations
Estimated
Sta. | Name of | Location by | Station | No. of | Total | Salvage
No. | Station | State | Size | Units | HP | (2008$)
431 | Lyons | Kansas | Very small | 1 | 2400 | -45096.2628
432 | Webb | Oklahoma | Very small | 1 | 2400 | -45096.2628
411 | North Welda | Kansas | Large | 9 | 24897 | -504811.3123
412 | South Welda | Kansas | Very small | 1 | 310 | -45096.2628
Note: Lyons station is associated with Alden storage field.

## Salvage Scrap
Docket No. RP08-___
Exhibit No. ____(SSC-4.5)
Statement P
Page 63 of 73
Southern Star Central Gas Pipeline, Inc.
Storage Final Abandonment Estimate
II. Salvage
B. Scrap steel
|  |  | Estimated carbon steel scap value: |  |  | 180 | per ton
[7 empty] | Weight | Total | Scrap | Estimated
[7 empty] | Per Valve | Weight | Value | Salvage
| 1 | Mainline valves (16" dia. typical) |  |  |  | No. | (ton) | (ton) | (ton) | (2008$)
|  | a. | Alden |  |  | 0 | 1 | 0 | 180 | 0
|  | b. | Colony |  |  | 1 | 1 | 1 | 180 | -180
|  | c. | Elk City |  |  | 1 | 1 | 1 | 180 | -180
|  | d. | McLouth |  |  | 5 | 1 | 5 | 180 | -900
|  | e. | Piqua |  |  | 0 | 1 | 0 | 180 | 0
|  | f. | Webb |  |  | 9 | 1 | 9 | 180 | -1620
|  | g. | North Welda |  |  | 3 | 1 | 3 | 180 | -540
|  | h. | South Welda |  |  | 3 | 1 | 3 | 180 | -540
[7 empty] | Weight | Total | Scrap | Estimated
[7 empty] | Per each | Weight | Value | Salvage
| 2 | Wellhead equipment |  |  |  | No. | (ton) | (ton) | (ton) | (2008$)
|  | a. | Alden |  |  | 23 | 1 | 23 | 180 | -4140
|  | b. | Colony |  |  | 85 | 1 | 85 | 180 | -15300
|  | c. | Elk City |  |  | 67 | 1 | 67 | 180 | -12060
|  | d. | McLouth |  |  | 124 | 1 | 124 | 180 | -22320
|  | e. | Piqua |  |  | 27 | 1 | 27 | 180 | -4860
|  | f. | Webb |  |  | 65 | 1 | 65 | 180 | -11700
|  | g. | North Welda |  |  | 77 | 1 | 77 | 180 | -13860
|  | h. | South Welda |  |  | 103 | 1 | 103 | 180 | -18540
[8 empty] | Weight/ | Scrap | Estimated
[8 empty] | Station | Value | Salvage
| 3 | M&R stations |  |  |  |  | Size | (ton) | Per ton | (2008$)
|  | a. | Alden |  |  |  | Large | 20 | 180 | -3600
|  | b. | Colony |  |  |  | Large | 20 | 180 | -3600
|  | c. | Elk City |  |  |  | Large | 20 | 180 | -3600
|  | d. | McLouth |  |  |  | Large | 20 | 180 | -3600
|  | e. | Piqua |  |  |  | Large | 20 | 180 | -3600
|  | f. | Webb |  |  |  | Large | 20 | 180 | -3600
|  | g. | North Welda |  |  |  | Large | 20 | 180 | -3600
|  | h. | South Welda |  |  |  | Large | 20 | 180 | -3600
Docket No. RP08-___
Exhibit No. ____(SSC-4.5)
Statement P
Page 64 of 73
Southern Star Central Gas Pipeline, Inc.
Storage Final Abandonment Estimate
II. B. Scrap steel (continued)
| 4 | Compressor stations |  |  |  |  | Wt/Bldg | Total Weight | Scrap Value | Est. Salvage
|  | a. | Large |  |  | No. | (ton) | (ton) | Per ton | (2008$)
|  |  | 1 | Compressor bldgs |  | 2 | 250 | 500 | 180 | -90000
|  |  | 2 | Control/office bldg |  | 2 | 100 | 200 | 180 | -36000
|  |  | 3 | Storage bldg |  | 1 | 50 | 50 | 180 | -9000
|  |  | 4 | Unit local control bldg |  | 1 | 10 | 10 | 180 | -1800
|  |  | 5 | Minor bldgs |  | 4 | 5 | 20 | 180 | -3600
|  |  | 6 | Piping, valves |  | L.S. | 200 | 200 | 180 | -36000
-176400
[7 empty] | Wt/Bldg | Total Weight | Scrap Value | Est. Salvage
|  | b. | Very small |  |  | No. | (ton) | (ton) | Per ton | (2008$)
|  |  | 1 | Compressor bldg |  | 1 | 50 | 50 | 180 | -9000
|  |  | 2 | Control/office bldg |  | 1 | 25 | 25 | 180 | -4500
|  |  | 3 | Storage bldg |  | 1 | 25 | 25 | 180 | -4500
|  |  | 4 | Unit local control bldg |  | 1 | 10 | 10 | 180 | -1800
|  |  | 5 | Minor bldgs |  | 2 | 5 | 10 | 180 | -1800
|  |  | 6 | Piping, valves |  | L.S. | 50 | 50 | 180 | -9000
-30600
Est. Salvage
|  | c. | Storage compressor station summary | [5 empty] | Size | (2008$)
|  |  | 1 | Alden |  |  |  |  | Very small | -30600
|  |  | 2 | Webb |  |  |  |  | Very small | -30600
|  |  | 3 | North Welda |  |  |  |  | Large | -176400
|  |  | 4 | South Welda |  |  |  |  | Very small | -30600
[6 empty] | Pipe | Wt/ft | Total | Total | Estimated
| 5 | Pipe (misc. removal) |  |  |  | Removed | 16" Pipe | Weight | Weight | Salvage
|  | a. | Alden |  | No. | (ft) | (lbs) | (lbs) | (ton) | (2008$)
|  |  | 1 | Uncased crossings | 0 | 40 | 62.58 | 0 | 0 | 0
|  |  | 2 | Cased crossings | 0 | 240 | 62.58 | 0 | 0 | 0
|  |  | 3 | Small stream crossings | 0 | 40 | 62.58 | 0 | 0 | 0
|  |  | 4 | River crossings | 0 | 40 | 62.58 | 0 | 0 | 0
|  |  | 5 | Pipeline drips | 0 | 40 | 62.58 | 0 | 0 | 0
[9 empty] | Total: | 0
[6 empty] | Pipe | Wt/ft | Total | Total | Estimated
[6 empty] | Removed | 16" Pipe | Weight | Weight | Salvage
|  | b. | Colony |  | No. | (ft) | (lbs) | (lbs) | (ton) | (2008$)
|  |  | 1 | Uncased crossings | 12 | 40 | 62.58 | 30038.4 | 15.0192 | -2703.456
|  |  | 2 | Cased crossings | 0 | 240 | 62.58 | 0 | 0 | 0
|  |  | 3 | Small stream crossings | 1 | 40 | 62.58 | 2503.2 | 1.2516 | -225.288
|  |  | 4 | River crossings | 0 | 40 | 62.58 | 0 | 0 | 0
|  |  | 5 | Pipeline drips | 92 | 40 | 62.58 | 230294.4 | 115.1472 | -20726.496
[9 empty] | Total: | -23655.24
Docket No. RP08-___
Exhibit No. ____(SSC-4.5)
Statement P
Page 65 of 73
Southern Star Central Gas Pipeline, Inc.
Storage Final Abandonment Estimate
II. B. Scrap steel (continued)
[6 empty] | Pipe | Wt/ft | Total | Total | Estimated
[6 empty] | Removed | 16" Pipe | Weight | Weight | Salvage
|  | c.b. | Elk City |  | No. | (ft) | (lbs) | (lbs) | (ton) | (2008$)
|  |  | 1 | Uncased crossings | 15 | 40 | 62.58 | 37548 | 18.774 | -3379.32
|  |  | 2 | Cased crossings | 14 | 240 | 62.58 | 210268.8 | 105.1344 | -18924.192
|  |  | 3 | Small stream crossings | 4 | 40 | 62.58 | 10012.8 | 5.0064 | -901.152
|  |  | 4 | River crossings | 3 | 40 | 62.58 | 7509.6 | 3.7548 | -675.864
|  |  | 5 | Pipeline drips | 65 | 40 | 62.58 | 162708 | 81.354 | -14643.72
[9 empty] | Total: | -38524.248
[6 empty] | Pipe | Wt/ft | Total | Total | Estimated
[6 empty] | Removed | 16" Pipe | Weight | Weight | Salvage
|  | d. | McLouth |  | No. | (ft) | (lbs) | (lbs) | (ton) | (2008$)
|  |  | 1 | Uncased crossings | 14 | 40 | 62.58 | 35044.8 | 17.5224 | -3154.032
|  |  | 2 | Cased crossings | 2 | 240 | 62.58 | 30038.4 | 15.0192 | -2703.456
|  |  | 3 | Small stream crossings | 21 | 40 | 62.58 | 52567.2 | 26.2836 | -4731.048
|  |  | 4 | River crossings | 0 | 40 | 62.58 | 0 | 0 | 0
|  |  | 5 | Pipeline drips | 166 | 40 | 62.58 | 415531.2 | 207.7656 | -37397.808
[9 empty] | Total: | -47986.344
[6 empty] | Pipe | Wt/ft | Total | Total | Estimated
[6 empty] | Removed | 16" Pipe | Weight | Weight | Salvage
|  | e. | Piqua |  | No. | (ft) | (lbs) | (lbs) | (ton) | (2008$)
|  |  | 1 | Uncased crossings | 1 | 40 | 62.58 | 2503.2 | 1.2516 | -225.288
|  |  | 2 | Cased crossings | 0 | 240 | 62.58 | 0 | 0 | 0
|  |  | 3 | Small stream crossings | 0 | 40 | 62.58 | 0 | 0 | 0
|  |  | 4 | River crossings | 0 | 40 | 62.58 | 0 | 0 | 0
|  |  | 5 | Pipeline drips | 11 | 40 | 62.58 | 27535.2 | 13.7676 | -2478.168
[9 empty] | Total: | -2703.456
[6 empty] | Pipe | Wt/ft | Total | Total | Estimated
[6 empty] | Removed | 16" Pipe | Weight | Weight | Salvage
|  | f. | Webb |  | No. | (ft) | (lbs) | (lbs) | (ton) | (2008$)
|  |  | 1 | Uncased crossings | 9 | 40 | 62.58 | 22528.8 | 11.2644 | -2027.592
|  |  | 2 | Cased crossings | 2 | 240 | 62.58 | 30038.4 | 15.0192 | -2703.456
|  |  | 3 | Small stream crossings | 0 | 40 | 62.58 | 0 | 0 | 0
|  |  | 4 | River crossings | 0 | 40 | 62.58 | 0 | 0 | 0
|  |  | 5 | Pipeline drips | 4 | 40 | 62.58 | 10012.8 | 5.0064 | -901.152
[9 empty] | Total: | -5632.2
Docket No. RP08-___
Exhibit No. ____(SSC-4.5)
Statement P
Page 66 of 73
Southern Star Central Gas Pipeline, Inc.
Storage Final Abandonment Estimate
II. B. Scrap steel (continued)
[6 empty] | Pipe | Wt/ft | Total | Total | Estimated
[6 empty] | Removed | 16" Pipe | Weight | Weight | Salvage
|  | g. | North Welda |  | No. | (ft) | (lbs) | (lbs) | (ton) | (2008$)
|  |  | 1 | Uncased crossings | 4 | 40 | 62.58 | 10012.8 | 5.0064 | -901.152
|  |  | 2 | Cased crossings | 1 | 240 | 62.58 | 15019.2 | 7.5096 | -1351.728
|  |  | 3 | Small stream crossings | 0 | 40 | 62.58 | 0 | 0 | 0
|  |  | 4 | River crossings | 0 | 40 | 62.58 | 0 | 0 | 0
|  |  | 5 | Pipeline drips | 4 | 40 | 62.58 | 10012.8 | 5.0064 | -901.152
[9 empty] | Total: | -3154.032
[6 empty] | Pipe | Wt/ft | Total | Total | Estimated
[6 empty] | Removed | 16" Pipe | Weight | Weight | Salvage
|  | h. | South Welda |  | No. | (ft) | (lbs) | (lbs) | (ton) | (2008$)
|  |  | 1 | Uncased crossings | 3 | 40 | 62.58 | 7509.6 | 3.7548 | -675.864
|  |  | 2 | Cased crossings | 0 | 240 | 62.58 | 0 | 0 | 0
|  |  | 3 | Small stream crossings | 0 | 40 | 62.58 | 0 | 0 | 0
|  |  | 4 | River crossings | 0 | 40 | 62.58 | 0 | 0 | 0
|  |  | 5 | Pipeline drips | 5 | 40 | 62.58 | 12516 | 6.258 | -1126.44
[9 empty] | Total: | -1802.304
Summary Scrap Steel Salvage
|  |  |  | Item |  |  | Alden | Colony | Elk City | McLouth
|  |  |  | Valves |  |  | 0 | -180 | -180 | -900
|  |  |  | Wellhead equipment |  |  | -4140 | -15300 | -12060 | -22320
|  |  |  | M&R stations |  |  | -3600 | -3600 | -3600 | -3600
|  |  |  | Compressor stations |  |  | -30600 | 0 | 0 | 0
|  |  |  | Pipe (misc. removal) |  |  | 0 | -23655.24 | -38524.248 | -47986.344
[7 empty] | -38340 | -42735.24 | -54364.248 | -74806.344
[9 empty] | North | South
|  |  |  | Item |  |  | Piqua | Webb | Welda | Welda
|  |  |  | Valves |  |  | 0 | -1620 | -540 | -540
|  |  |  | Wellhead equipment |  |  | -4860 | -11700 | -13860 | -18540
|  |  |  | M&R stations |  |  | -3600 | -3600 | -3600 | -3600
|  |  |  | Compressor stations |  |  | 0 | -30600 | -176400 | -30600
|  |  |  | Pipe (misc. removal) |  |  | -2703.456 | -5632.2 | -3154.032 | -1802.304
[7 empty] | -11163.456 | -53152.2 | -197554.032 | -55082.304

## Pipeline Labor Rates
Docket No. RP08-___
Exhibit No. ____(SSC-4.5)
Statement P
Page 67 of 73
Southern Star Central Gas Pipeline, Inc.
Storage Final Abandonment Estimate
Pipeline Contractor Labor Rates and Company Inspection Costs
A | Pipeline contractor labor rates
|  | (Note 1) | (Note 2) |  | (Note 3) |  | (Note 4)
|  | Sept 2007 |  | Jan 2008 |  | Jan 2008 | Labor | Jan 2008
|  | Labor Rate |  | Labor Rate |  | Labor Rate | Overhead | Labor Rate
|  | Including |  | Including |  | Adjusted | 25% of | Pipeline
|  | Fringe | Escalation | Fringe | Overtime | for | Sept 2007 | Demolition
|  | Benefits | Factor | Benefits | Factor | Overtime | Base Rate | Estimate
| Trade | ($/hr) |  | ($/hr) |  | ($/hr) | (%) | ($/hr)
1 | Operating engineers:
2 | Crane operator | 47.11 | 1.005 | 47.3456 | 1.17 | 55.3943 | 11.8364 | 67.2307
3 | Heavy equipment | 40.91 | 1.005 | 41.1146 | 1.17 | 48.104 | 10.2786 | 58.3827
4 | Small equipment | 39.87 | 1.005 | 40.0694 | 1.17 | 46.8811 | 10.0173 | 56.8985
5 | Electrician | 46.39 | 1.005 | 46.6219 | 1.17 | 54.5477 | 11.6555 | 66.2032
6 | Electrician helper | 32.473 | 1.005 | 32.6354 | 1.17 | 38.1834 | 8.1588 | 46.3422
7 | Ironworker (structural) | 44.63 | 1.005 | 44.8531 | 1.17 | 52.4782 | 11.2133 | 63.6915
8 | Laborer | 34.61 | 1.005 | 34.7831 | 1.17 | 40.6962 | 8.6958 | 49.3919
9 | Pipefitter/welder | 50.01 | 1.005 | 50.26 | 1.17 | 58.8043 | 12.565 | 71.3693
10 | Pipefitter/welder helper | 35.007 | 1.005 | 35.182 | 1.17 | 41.163 | 8.7955 | 49.9585
11 | Teamster | 37.83 | 1.005 | 38.0192 | 1.17 | 44.4824 | 9.5048 | 53.9872
12 | Foreman | 48.11 | 1.005 | 48.3505 | 1.17 | 56.5701 | 12.0876 | 68.6578
| Labor overhead factor: | 25%
| Per diem: | 90 | IRS Publication 1542, "Per Diem Rates"
B. | Pipeline company inspection costs
Estimated
Cost/day
1 | Pipeline | [6 empty] | 500
2 | Compressor stations and well P&A | [6 empty] | 1000
Note: Inspection costs include direct labor, per diem, and transportation costs.
Notes
1 | Hourly union pay scales, September 2007, Kansas City, Missouri (ENR September 17, 2007).
2 | Escalation factor based on ENR construction cost indices Sept 2007 of 8050 and Jan 2008 of 8090.
3 | Work 6-day week, 10-hr day. See workpapers for calculation of overtime factor.
4 | FICA, unemployment compensation, and workers compensation insurance that employers must pay.

## Pipeline Equipment Rates
Docket No. RP08-___
Exhibit No. ____(SSC-4.5)
Statement P
Page 68 of 73
Southern Star Central Gas Pipeline, Inc.
Storage Final Abandonment Estimate
Pipeline Contractor Equipment Rates
|  | (Note 1) | (Note 2)
|  | July 2007 |  | Jan 2008
|  | Equipment | Escalation | Equipment
|  | Rate | Factor | Rate
| Equipment Description | ($/hr) |  | ($/hr)
1 | air compressor 160G, 160 cfm | 12.31 | 1.016 | 12.507
2 | air hose, 1-inch, 100 ft | 1.09 | 1.016 | 1.1074
3 | paving breaker, 80-90 Lb | 0.73 | 1.016 | 0.74168
4 | crane, 25 ton, Grove, hydrocrane 152 hp | 52.54 | 1.016 | 53.3806
5 | crane, 30 ton, Grove, hydrocrane 152 hp | 59.86 | 1.016 | 60.8178
6 | crane, 50 ton, Grove, hydrocrane 400 hp | 108.08 | 1.016 | 109.8093
7 | fork lift | 18.81 | 1.016 | 19.111
8 | motor grader, Cat 135-H, 135 hp | 38.82 | 1.016 | 39.4411
9 | hydraulic excavator, Bobcat, 0.10 cy | 11.93 | 1.016 | 12.1209
10 | hydraulic excavator, Cat 312C, 0.68 cy | 35.47 | 1.016 | 36.0375
11 | hydraulic excavator, Cat 320C, 1.50 cy | 44.26 | 1.016 | 44.9682
12 | hydraulic excavator, Cat 320CL, 0.80 cy | 53.39 | 1.016 | 54.2442
13 | hydraulic hammer, 750 ft-lb | 7.45 | 1.016 | 7.5692
14 | hydraulic hammer, 3000 ft-lb | 21.69 | 1.016 | 22.037
15 | hydraulic grapple, Labounty 120 TR | 6.44 | 1.016 | 6.543
16 | hydraulic shears, 27", Labounty MSD 40-III SV | 25.13 | 1.016 | 25.5321
17 | lights, 6/1000W, 8 KW gen, trailer mtd. | 5.98 | 1.016 | 6.0757
18 | pipelayer, Cat 561M, 18 ft boom, 40,000 lbs capacity | 35.58 | 1.016 | 36.1493
19 | pipelayer, Cat 572R, 20 ft boom, 90,000 lbs capacity | 67.32 | 1.016 | 68.3971
20 | pump, grout, trailer mounted, 810 cf/hr | 11.22 | 1.016 | 11.3995
21 | pump, grout, trailer mounted, 2295 cf/hr | 26.03 | 1.016 | 26.4465
22 | pump, water, skid-mounted, 6" dia, 1165 gpm | 11.87 | 1.016 | 12.0599
23 | pump, hose, 6" dia, 100' length | 3.15 | 1.016 | 3.2004
24 | tractor, Cat D-6R, 165 hp | 79.36 | 1.016 | 80.6298
25 | winch for D-6R dozer | 7.41 | 1.016 | 7.5286
26 | track loader, Cat 953C, 2.25 cy | 50.8 | 1.016 | 51.6128
27 | dump truck, 8 cy | 21.93 | 1.016 | 22.2809
28 | dump truck, 14 cy | 23.03 | 1.016 | 23.3985
29 | flatbed truck | 22.2 | 1.016 | 22.5552
30 | pipe truck | 45.87 | 1.016 | 46.6039
31 | lowboy, 50 ton | 49.47 | 1.016 | 50.2615
32 | 1/2 ton pickup, crew, 4wd | 8.97 | 1.016 | 9.1135
33 | 3/4 ton pickup, crew, 4wd | 10.88 | 1.016 | 11.0541
34 | welder, trailer mounted, 45 hp | 9.82 | 1.016 | 9.9771
Notes
1 | Hourly Equipment Rates from July 2007, US Army Corps of Engineers
Construction Equipment Ownership and Operating Expense Schedule, Region V.
2 | Escalation factor based on ENR construction cost indices July 2007 of 7959 and 8090 of January 2008.
per ENR 3/24/08.

## Storage Workpapers - General
Docket No. RP08-___
Exhibit No. ____(SSC-4.5)
Statement P
Page 69 of 73
Southern Star Central Gas Pipeline, Inc.
Storage Final Abandonment Estimate
Workpapers - General
A. | Quantities
[6 empty] | Pipe > 12-inch | Dia. > 12-inch | All diameters
| 1 | Total storage pipeline miles |  |  |  | (%) | (Miles) | (Miles)
|  | a. | Alden |  |  | 75.84% | 20.4 | 26.9
|  | b. | Colony |  |  | 53.42% | 8.6 | 16.1
|  | c. | Elk City |  |  | 62.68% | 17.8 | 28.4
|  | d. | McLouth |  |  | 37.26% | 21.2 | 56.9
|  | e. | Piqua |  |  | 43.33% | 2.6 | 6
|  | f. | Webb |  |  | 59.59% | 11.5 | 19.3
|  | g. | North Welda |  |  | 16.67% | 2.1 | 12.6
|  | h. | South Welda |  |  | 13.81% | 3.3 | 23.9
[6 empty] | 46.03% | 87.5 | 190.1
|  |  |  | Total transmission pipeline miles: |  | 96.78% |  | 5715.7
|  |  |  | Total storage pipeline miles: |  | 3.219% |  | 190.1
|  |  |  | Total SSC miles: |  | 100% |  | 5905.8
| 2 | No. of storage uncased highway & RR crossings |  |  |  | All diameters | Pipe > 12-inch | Grouting Req.
|  | a. | Alden
|  |  | 1 | Highways/roads |  | 0 | 0 | 0
|  |  | 2 | Railroads |  | 0 | N/A | 0
|  | b. | Colony
|  |  | 1 | Highways/roads |  | 23 | 10 | 10
|  |  | 2 | Railroads |  | 2 | N/A | 2
|  | c. | Elk City
|  |  | 1 | Highways/roads |  | 26 | 10 | 10
|  |  | 2 | Railroads |  | 5 | N/A | 5
|  | d. | McLouth
|  |  | 1 | Highways/roads |  | 56 | 12 | 12
|  |  | 2 | Railroads |  | 2 | N/A | 2
|  | e. | Piqua
|  |  | 1 | Highways/roads |  | 2 | 1 | 1
|  |  | 2 | Railroads |  | 0 | N/A | 0
|  | f. | Webb
|  |  | 1 | Highways/roads |  | 13 | 9 | 9
|  |  | 2 | Railroads |  | 0 | N/A | 0
|  | g. | North Welda
|  |  | 1 | Highways/roads |  | 13 | 2 | 2
|  |  | 2 | Railroads |  | 2 | N/A | 2
|  | h. | South Welda
|  |  | 1 | Highways/roads |  | 14 | 2 | 2
|  |  | 2 | Railroads |  | 1 | N/A | 1
Docket No. RP08-___
Exhibit No. ____(SSC-4.5)
Statement P
Page 70 of 73
Southern Star Central Gas Pipeline, Inc.
Storage Final Abandonment Estimate
Workpapers - General (continued)
A. | Quantities (continued)
| 3 | No. of storage cased highway & RR crossings |  |  |  | All diameters | Pipe > 12-inch | Grouting Req.
|  | a. | Alden
|  |  | 1 | Highways/roads |  | 0 | 0 | 0
|  |  | 2 | Railroads |  | 0 | N/A | 0
|  | b. | Colony
|  |  | 1 | Highways/roads |  | 1 | 0 | 0
|  |  | 2 | Railroads |  | 0 | N/A | 0
|  | c. | Elk City
|  |  | 1 | Highways/roads |  | 12 | 10 | 10
|  |  | 2 | Railroads |  | 4 | N/A | 4
|  | d. | McLouth
|  |  | 1 | Highways/roads |  | 7 | 2 | 2
|  |  | 2 | Railroads |  | 0 | N/A | 0
|  | e. | Piqua
|  |  | 1 | Highways/roads |  | 0 | 0 | 0
|  |  | 2 | Railroads |  | 0 | N/A | 0
|  | f. | Webb
|  |  | 1 | Highways/roads |  | 2 | 2 | 2
|  |  | 2 | Railroads |  | 0 | N/A | 0
|  | g. | North Welda
|  |  | 1 | Highways/roads |  | 0 | 0 | 0
|  |  | 2 | Railroads |  | 1 | N/A | 1
|  | h. | South Welda
|  |  | 1 | Highways/roads |  | 0 | 0 | 0
|  |  | 2 | Railroads |  | 0 | N/A | 0
| 4 | No. of storage small stream crossings | [5 empty] | No.
|  | a. | Alden |  |  |  |  | 0
|  | b. | Colony |  |  |  |  | 1
|  | c. | Elk City |  |  |  |  | 4
|  | d. | McLouth |  |  |  |  | 21
|  | e. | Piqua |  |  |  |  | 0
|  | f. | Webb |  |  |  |  | 0
|  | g. | North Welda |  |  |  |  | 0
|  | h. | South Welda |  |  |  |  | 0
|  |  |  | Average crossing length per SSC (ft): | 100 | ft | Total: | 26
Docket No. RP08-___
Exhibit No. ____(SSC-4.5)
Statement P
Page 71 of 73
Southern Star Central Gas Pipeline, Inc.
Storage Final Abandonment Estimate
Workpapers - General (continued)
| 5 | No. of storage river crossings | [5 empty] | No.
|  | a. | Alden |  |  |  |  | 0
|  | b. | Colony |  |  |  |  | 0
|  | c. | Elk City |  |  |  |  | 3
|  | d. | McLouth |  |  |  |  | 0
|  | e. | Piqua |  |  |  |  | 0
|  | f. | Webb |  |  |  |  | 0
|  | g. | North Welda |  |  |  |  | 0
|  | h. | South Welda |  |  |  |  | 0
|  |  |  | Average crossing length per SSC (ft): | 500 | ft | Total: | 3
| 6 | No. of storage mainline valve sites | [5 empty] | No.
|  | a. | Alden |  |  |  |  | 0
|  | b. | Colony |  |  |  |  | 1
|  | c. | Elk City |  |  |  |  | 1
|  | d. | McLouth |  |  |  |  | 5
|  | e. | Piqua |  |  |  |  | 0
|  | f. | Webb |  |  |  |  | 9
|  | g. | North Welda |  |  |  |  | 3
|  | h. | South Welda |  |  |  |  | 3
[7 empty] | Total: | 22
| 7 | No. of storage pipeline drips | [5 empty] | No.
|  | a. | Alden |  |  |  |  | 0
|  | b. | Colony |  |  |  |  | 92
|  | c. | Elk City |  |  |  |  | 65
|  | d. | McLouth |  |  |  |  | 166
|  | e. | Piqua |  |  |  |  | 11
|  | f. | Webb |  |  |  |  | 4
|  | g. | North Welda |  |  |  |  | 4
|  | h. | South Welda |  |  |  |  | 5
[7 empty] | Total: | 347
| 8 | No. of storage cathodic protection facilities |  |  |  |  | Test Sites | Rectifiers
|  | a. | Alden |  |  |  | 39 | 0
|  | b. | Colony |  |  |  | 119 | 5
|  | c. | Elk City |  |  |  | 81 | 8
|  | d. | McLouth |  |  |  | 223 | 7
|  | e. | Piqua |  |  |  | 49 | 1
|  | f. | Webb |  |  |  | 91 | 9
|  | g. | North Welda |  |  |  | 91 | 2
|  | h. | South Welda |  |  |  | 151 | 6
[7 empty] | 844 | 38
Docket No. RP08-___
Exhibit No. ____(SSC-4.5)
Statement P
Page 72 of 73
Southern Star Central Gas Pipeline, Inc.
Storage Final Abandonment Estimate
Workpapers - General (continued)
Total
| 9 | No. of pipeline markers |  |  |  | Per SSC | Storage | Transmission
|  | a. | Class 1 |  |  | 26099 | 840 | 25258.9072
|  | b. | Class 2 |  |  | 3166 | 102 | 3064.0906
|  | c. | Class 3 |  |  | 6672 | 215 | 6457.237
[5 empty] | Total: | 35937 | 1157 | 34780.2348
[6 empty] | Pipeline | P/L Miles | No. of P/L
[6 empty] | Miles | % | Markers
|  | a. | Alden |  |  | 26.9 | 14.15% | 164
|  | b. | Colony |  |  | 16.1 | 8.469% | 98
|  | c. | Elk City |  |  | 28.4 | 14.94% | 173
|  | d. | McLouth |  |  | 56.9 | 29.93% | 346
|  | e. | Piqua |  |  | 6 | 3.156% | 37
|  | f. | Webb |  |  | 19.3 | 10.15% | 117
|  | g. | North Welda |  |  | 12.6 | 6.628% | 77
|  | h. | South Welda |  |  | 23.9 | 12.57% | 145
[6 empty] | 190.1 | 100% | 1157
| 10 | No. of storage M&R stations |  |  |  | Small | Medium | Total
|  | a. | Alden (Lyons) |  |  | 0 | 1 | 1
|  | b. | Colony |  |  | 0 | 1 | 1
|  | c. | Elk City |  |  | 0 | 1 | 1
|  | d. | McLouth |  |  | 0 | 1 | 1
|  | e. | Piqua |  |  | 0 | 1 | 1
|  | f. | Webb |  |  | 0 | 1 | 1
|  | g. | North Welda |  |  | 0 | 1 | 1
|  | h. | South Welda |  |  | 0 | 1 | 1
[6 empty] | 0 | 8 | 8
| 11 | Restore well sites |  |  |  |  | Active | Total
|  | a. | Alden |  |  |  | 23 | 23
|  | b. | Colony |  |  |  | 85 | 85
|  | c. | Elk City |  |  |  | 67 | 67
|  | d. | McLouth |  |  |  | 124 | 124
|  | e. | Piqua |  |  |  | 27 | 27
|  | f. | Webb |  |  |  | 65 | 65
|  | g. | North Welda |  |  |  | 77 | 77
|  | h. | South Welda |  |  |  | 103 | 103
571
Docket No. RP08-___
Exhibit No. ____(SSC-4.5)
Statement P
Page 73 of 73
Southern Star Central Gas Pipeline, Inc.
Storage Final Abandonment Estimate
Workpapers - General (continued)
B. | Overtime factor for six 10-hour days worked per week
[6 empty] | Hours | Overtime
[6 empty] | Worked | Factor | Pay units
|  |  |  | Straight-time 8 hours/day M-F |  | 40 | 1 | 40
|  |  |  | Overtime 2 hours/day M-F |  | 10 | 1.5 | 15
|  |  |  | Overtime Saturday |  | 10 | 1.5 | 15
|  |  |  | Total: |  | 60 |  | 70
|  |  |  | Overtime factor: |  | 1.17
C. | Miscellaneous
| 1 | Sales tax rate | [5 empty] | 7%
| 2 | Grout cost per cy | [5 empty] | 84
| 3 | Backfill material per cy | [5 empty] | 10